## Results - apenas produto resid ilwin48
	Number of Leaks	Tank Junctions Namelist	Number of Unmeasured Demand Junctions	Unmeasured Junctions Namelist	Number of Demand Fraud Junctions	Fraud Junctions Namelist	Demand Reading Error	Leak link 0 Name	Leak link 0 Max. Demand(LPS)	Leak 0 duration(h)	Leak link 1 Name	Leak link 1 Max. Demand(LPS)	Leak 1 duration(h)	Cronological relation between Leaks	Max. Total Unknown/Fraud demand(LPS)	Length uncertainty (%)	Diameter uncertainty (%)	Roughness uncertainty (%)	Max. Equiv. Lengh uncertainty (%)	Min. Equiv. Lengh uncertainty (%)	Detector 1 accuracy	Detector 1 precision	Detector 1 recall	Detector 1 f1_score	Leaky pipe guess list	True localization found?	True localization is within the list?	True localization is linked to pipe within the list?
1	0	153, 159, 161, 185, 197, 219, 225, 231, 237, 239, 251, 255	5	105, 215, 127, 115, 237	3	157, 185, 203	0,02		0	0		0	0		35,7969973632246	0,8	0,2	0,8	103,31	96,8					nan
2	2	113, 121, 125, 127, 145, 149, 153, 159, 197, 219, 225, 255	2	119, 231	5	147, 101, 243, 107, 105	0,03	231	115,77991	1936,5	161	7,23314	896	Leak1 happens first	21,3109647705281	1,2	0,6	1,6	107,37	93,19					nan
3	1	113, 121, 127, 171, 197, 219, 225, 237, 239, 251, 255	1	215	3	185, 143, 151	0,03	173	171,53678	1031,5		0	0		13,2155827052971	0,8	0,8	0,8	106,39	94,03	0,999828767123288	1	0,998546511627907	0,999272727272727	['173' '123' '175' '122' '171' '125' '120' '163' '129' '177']	1	1	1
4	1	149, 153, 159, 161, 171, 185, 217, 225, 231, 239, 251, 255	3	239, 211, 103	5	177, 215, 255, 166, 111	0,04	204	22,79874	1623,5		0	0		19,7100312244341	0,8	0,8	0,4	105,6	94,72	0,999600456621005	0,998768851954448	0,999076354679803	0,998922579652147	['116' '223' '225' '113' '114' '217' '219' '204' '112' '240']	0	1	1
5	1	121, 127, 149, 153, 161, 171, 197, 217, 219, 239, 251, 255	1	166	5	157, 121, 197, 251, 119	0,05	204	21,41885	5407,5		0	0		0,30588182460831	1,6	0,6	1,2	106,98	93,49	0,997260273972603	0,99585559034813	0,999722633136095	0,9977853649534	['186' '229' '209' '189' '191' '187' '203' '199' '315' '193']	0	0	0
6	1	113, 121, 127, 131, 145, 149, 159, 171, 201, 217, 225	3	113, 237, 197	5	251, 207, 189, 253, 167	0	247	0,36118	559,5		0	0		7,11510266977487	0,8	0,8	0,8	106,39	94,03					nan
7	1	121, 125, 127, 131, 149, 159, 185, 197, 217, 225, 239, 255	2	219, 147	2	119, 253	0	271	0,45282	3149		0	0		6,00244759924068	2	0,2	1,6	106,12	94,24					nan
8	1	113, 121, 127, 131, 149, 153, 171, 217, 219, 225, 237, 239	4	119, 107, 105, 131	2	205, 247	0,01	153	1,81936	2123,5		0	0		45,3122095506344	1,2	0,6	1,6	107,37	93,19					nan
9	2	121, 127, 131, 153, 159, 161, 171, 185, 201, 219, 231, 255	5	189, 207, 255, 191, 211	5	115, 151, 121, 203, 253	0,05	241	2,06848	3081	271	0,63389	3062,5	Leak0 overlaps Leak1	31,9990809948383	1,6	0,8	2	109,68	91,25					nan
10	1	113, 121, 125, 127, 145, 149, 153, 159, 201, 225, 255	2	251, 115	5	15, 219, 153, 171, 177	0	195	18,06869	1272,5		0	0		9,08307795800558	2	0,8	0,4	106,86	93,58	0,999486301369863	0,997646135739506	0,998821681068343	0,998233562315996	['202' '231' '233' '205' '229' '203' '323' '235' '209' '313']	0	0	0
11	2	113, 121, 125, 127, 149, 153, 161, 185, 197, 237, 239, 251	2	127, 35	1	197	0,04	297	0,48707	2306,5	271	0,10402	1520	Leak1 happens first	3,323	0,8	0,2	0,4	102,55	97,52					nan
12	1	115, 125, 127, 131, 145, 149, 167, 171, 197, 217, 239	5	115, 113, 159, 213, 145	1	161	-0,03	281	0,18496	387		0	0		13,3491259911355	1,6	0,4	1,2	105,94	94,4					nan
13	2	121, 145, 149, 171, 185, 197, 201, 213, 219, 231, 255	5	123, 163, 189, 153, 121	4	171, 207, 211, 35	-0,01	235	9,50175	2198	195	0,23161	1626	Leak1 overlaps Leak0	22,2854482234034	1,6	0,8	0,8	107,23	93,27					nan
14	1	121, 125, 127, 131, 149, 153, 159, 161, 171, 201, 231, 237, 239	4	109, 203, 117, 193	1	247	0,05	307	57,10733	407		0	0		49,6186894234737	2	1	1,6	110,36	90,66	0,999828767123288	1	0,996319018404908	0,998156115550092	['107' '117' '111' '105' '115' '307' '301' '109' '305' '303']	0	1	1
15	1	113, 121, 127, 131, 145, 149, 161, 171, 197, 217, 219, 231	3	166, 217, 121	1	131	0,02	319	61,29505	1014		0	0		9,044	0,8	0,2	1,2	104,09	96,1	0,999828767123288	1	0,998521439132578	0,999260172626387	['319' '317' '239' '237' '323' '235' '204' '238' '233' '231']	1	1	1
16	1	121, 125, 131, 145, 159, 161, 171, 197, 219, 225, 239, 251	5	167, 201, 127, 151, 197	1	123	0,02	277	0,7101	2567		0	0		26,3919867463051	1,6	0,2	0,4	103,36	96,73					nan
17	1	113, 121, 127, 131, 145, 171, 197, 201, 217, 225, 231, 239	5	117, 159, 247, 225, 167	4	113, 243, 119, 105	0,05	193	123,87559	3207		0	0		29,9121897424591	0,8	0,4	1,2	105,11	95,17	0,999657534246575	0,999532346063913	0,999532346063913	0,999532346063913	['187' '185' '183' '189' '325' '191' '211' '315' '321' '193']	0	1	1
18	1	127, 131, 145, 153, 171, 185, 197, 201, 217, 219, 239	3	215, 189, 177	2	211, 171	0,02	245	52,07195	1789,5		0	0		29,482732208076	0,8	0,8	1,2	107,19	93,34	0,999828767123288	1	0,999162011173184	0,999580829956686	['241' '243' '245' '247' '251' '249' '257' '261' '269' '263']	0	1	1
19	2	113, 121, 125, 145, 153, 159, 171, 185, 197, 217, 239, 251	4	237, 139, 159, 203	5	117, 253, 247, 125, 166	0,04	307	6,43452	118	149	6,7555	3991	Leak0 inside Leak1	7,01671369690724	1,2	0,8	0,4	106,02	94,34					nan
20	2	113, 121, 125, 145, 149, 153, 161, 185, 217, 231, 237, 239, 255	4	35, 219, 207, 247	4	239, 166, 243, 121	0,01	291	18,42083	256,5	237	45,85919	525	Leak1 happens first	20,9600294639209	2	0,2	0,8	104,54	95,63					nan
21	2	113, 127, 131, 145, 153, 159, 171, 185, 197, 201, 239	3	109, 105, 107	4	229, 127, 211, 237	0	271	5,35513	167,5	233	5,73669	8085,5	Leak0 inside Leak1	45,9445191824459	1,2	1	0,8	107,87	92,75					nan
22	2	113, 115, 121, 125, 131, 145, 153, 159, 171, 185, 197, 219	3	166, 255, 123	4	163, 147, 167, 237	-0,04	233	3,56977	1753,5	117	50,79614	1150,5	Leak1 happens first	4,64649369368592	0,8	0,2	1,6	104,87	95,4					nan
23	1	127, 131, 149, 171, 185, 197, 201, 225, 251, 255	3	185, 141, 205	3	251, 209, 217	0,03	173	2,29762	329		0	0		12,416219300785	0,8	0,2	2	105,66	94,71					nan
24	2	113, 125, 149, 159, 171, 185, 201, 219, 225, 231, 237, 255	3	113, 191, 121	5	217, 253, 149, 199, 167	0	40	170,78103	5754	215	5,37495	1464,5	Leak1 inside Leak0	18,3336997072531	0,8	0,6	0,8	105,35	94,94					nan
25	1	121, 125, 127, 131, 149, 153, 159, 197, 219, 237, 239, 251, 255	3	127, 239, 105	1	159	0,02	311	27,27187	2939,5		0	0		24,4025345937417	2	1	0,8	108,72	92	0,999429223744292	0,99881033310673	0,999489795918367	0,99914994899694	['225' '223' '116' '113' '217' '114' '219' '112' '213' '311']	0	1	1
26	1	121, 131, 145, 153, 171, 185, 197, 217, 239, 255	5	141, 243, 149, 177, 231	5	103, 189, 191, 251, 127	-0,02	289	9,81208	2906,5		0	0		11,5562817335217	1,6	1	0,8	108,29	92,37	0,999372146118722	0,998968185726569	0,999140006879945	0,999054088915642	['263' '271' '261' '273' '269' '281' '283' '275' '293' '277']	0	0	1
27	2	113, 121, 127, 131, 145, 153, 159, 171, 217, 225, 237	1	211	3	15, 239, 191	0,01	219	41,22198	100,5	111	68,79557	2011	Leak1 happens first	1,19904643846364	0,8	1	0,8	107,44	93,12					nan
28	2	113, 121, 127, 145, 149, 153, 185, 197, 217, 219, 225, 251	5	109, 211, 239, 213, 167	3	139, 225, 127	-0,03	238	1,72334	1804	319	1,59118	7624,5	Leak0 inside Leak1	35,9542255784937	2	0,8	0,8	107,66	92,89					nan
29	2	121, 145, 149, 153, 159, 197, 201, 217, 231, 239, 251, 255	5	231, 191, 107, 123, 243	1	217	-0,04	269	0,42597	679,5	229	10,40628	721,5	Leak0 overlaps Leak1	19,2583983464517	1,2	0,4	1,6	106,32	94,09					nan
30	2	113, 125, 127, 131, 145, 153, 185, 201, 219, 225, 231, 255	4	125, 157, 109, 149	1	35	0	111	15,64381	3090	251	0,18458	1033,5	Leak0 happens first	39,7565037699618	2	0,4	1,2	106,36	94,02					nan
31	1	127, 145, 153, 159, 171, 185, 197, 201, 217, 225, 231, 255	5	247, 211, 145, 113, 159	5	207, 231, 193, 35, 109	-0,01	202	0,99281	1017,5		0	0		16,9637397913753	1,6	0,2	0,8	104,13	96,02					nan
32	1	121, 125, 131, 159, 171, 185, 201, 217, 231, 237, 239, 251	4	243, 205, 211, 103	2	215, 255	0	301	0,04983	5903,5		0	0		24,1158424788423	1,2	0,4	1,2	105,53	94,78					nan
33	1	113, 125, 127, 149, 153, 159, 185, 197, 201, 217, 225, 231	1	209	1	153	0,04	269	12,07387	6026		0	0		0,105739870144894	1,2	0,6	1,6	107,37	93,19	0,998915525114155	0,998673959887287	0,999751099311375	0,999212239313404	['241' '243' '240' '245' '249' '257' '251' '247' '261' '269']	0	1	1
34	1	121, 145, 153, 159, 171, 201, 213, 219, 225, 239, 251, 255	3	237, 255, 211	2	145, 197	-0,03	177	342,86169	4274		0	0		6,01936063326324	1,6	0,4	0,4	104,37	95,8	0,997716894977169	0,995342880428455	1	0,997666005368188	['177' '179' '180' '181' '321' '183' '185' '187' '175' '189']	1	1	1
35	2	113, 127, 153, 159, 185, 197, 217, 239, 251, 255	1	229	2	157, 197	-0,02	122	3,24574	3780	299	0,37742	1020	Leak0 happens first	7,52761676618974	1,2	0,2	1,6	105,29	95,01					nan
36	1	121, 125, 131, 149, 159, 171, 201, 219, 225, 251, 255	4	153, 139, 117, 201	4	215, 151, 193, 209	0	149	0,5151	1003,5		0	0		21,8493397875074	1,6	0,8	0,4	106,44	93,96					nan
37	2	121, 127, 131, 159, 161, 171, 185, 217, 219, 239, 251, 255	2	143, 243	2	253, 139	-0,03	199	67,35791	6707,5	329	13,41329	1362,5	Leak1 overlaps Leak0	1,05719385424306	0,4	0,8	0,4	105,18	95,1					nan
38	2	121, 131, 145, 149, 159, 185, 201, 217, 219, 231, 251, 255	1	197	4	119, 193, 111, 15	-0,01	103	85,66081	381,5	149	0,07813	5495,5	Leak0 inside Leak1	1,83111979523093	1,6	0,4	1,2	105,94	94,4					nan
39	1	125, 131, 145, 171, 185, 197, 201, 217, 251, 255	2	217, 103	3	177, 147, 199	0	313	36,61827	628		0	0		17,6051574692511	1,6	0,8	2	109,68	91,25	0,999828767123288	1	0,997613365155131	0,998805256869773	['186' '209' '205' '215' '203' '207' '221' '309' '313' '202']	0	1	1
40	2	115, 125, 127, 131, 145, 159, 171, 185, 217, 225, 255	3	199, 193, 105	3	159, 113, 127	0	229	6,85173	3057,5	175	7,60663	582,5	Leak1 happens first	36,5827134785216	1,2	0,6	2	108,18	92,51					nan
41	2	113, 121, 125, 131, 145, 149, 159, 197, 217, 219, 225, 231	5	251, 141, 157, 171, 161	5	199, 163, 149, 159, 167	0,02	317	0,13207	639,5	122	0,37044	5346,5	Leak1 happens first	15,198760110613	1,6	0,8	1,6	108,85	91,92					nan
42	1	113, 127, 149, 153, 171, 185, 197, 251, 255	5	239, 143, 131, 125, 157	1	177	0	297	6,08222	569,5		0	0		20,389273746284	1,6	1	1,6	109,93	91,03	0,997431506849315	1	0,960526315789474	0,979865771812081	['122' '120' '171' '163' '161' '169' '159' '155' '153' '149']	0	0	1
43	2	113, 145, 153, 159, 171, 185, 201, 219, 225, 231, 239, 255	2	15, 147	5	166, 255, 111, 171, 117	0,05	249	93,79286	102,5	115	0,88792	1627,5	Leak0 inside Leak1	1,04699529510531	0,4	0,8	1,6	107,57	93,04					nan
44	1	113, 127, 145, 159, 197, 201, 225, 231, 255	2	239, 113	5	131, 105, 161, 253, 151	0,03	329	11,71803	302,5		0	0		8,63179655337518	2	0,4	0,4	104,78	95,41	0,999200913242009	0,998316498316498	0,978547854785479	0,988333333333333	['329' '125' '129' '147' '151' '149' '153' '155' '159' '169']	1	1	1
45	2	107, 113, 121, 125, 159, 161, 171, 197, 217, 219, 231, 239, 251	5	166, 209, 217, 191, 101	5	141, 103, 189, 163, 211	-0,03	263	2,3654	576	307	57,12566	1785	Leak1 overlaps Leak0	38,8566957423659	2	0,6	1,6	108,22	92,43					nan
46	1	113, 121, 131, 153, 159, 185, 225, 231, 237, 239, 255	3	205, 225, 109	5	201, 167, 177, 123, 163	0,03	175	35,59363	2742		0	0		39,2797293711905	0,8	0,6	0,4	104,57	95,64	0,999714611872146	0,999817584823057	0,999270738377393	0,999544086805872	['219' '217' '311' '223' '116' '213' '121' '297' '221' '225']	0	0	0
47	1	127, 131, 145, 149, 153, 159, 185, 197, 201, 225, 239, 255	1	143	3	163, 209, 229	0,04	291	21,58666	971,5		0	0		0,798323951484816	1,2	0,8	2	109,24	91,62	0,999714611872146	0,998970663921771	0,998456790123457	0,998713660921019	['263' '261' '271' '269' '273' '275' '277' '281' '283' '285']	0	0	0
48	2	121, 145, 149, 153, 185, 197, 217, 239, 251, 255	2	251, 151	2	153, 113	0,03	321	252,19377	3705	257	0,18628	645,5	Leak0 overlaps Leak1	18,6632018488479	2	1	2	111,2	90,01					nan
49	1	113, 115, 127, 131, 149, 153, 167, 185, 201, 225, 237, 255	5	251, 197, 153, 143, 131	5	163, 101, 121, 229, 109	0,01	116	0,53009	548,5		0	0		11,6034117954071	1,2	0,2	2	106,08	94,32					nan
50	1	113, 115, 121, 145, 149, 159, 171, 185, 201, 231, 239	3	209, 177, 139	1	211	-0,04	155	49,04819	1100		0	0		8,38745294393567	1,2	0,2	0,8	103,72	96,41	0,999828767123288	1	0,998636983189459	0,999318026824278	['159' '161' '155' '153' '149' '151' '163' '169' '171' '147']	0	1	1
51	1	113, 121, 127, 145, 149, 153, 159, 171, 201, 217, 231, 251, 255	3	167, 131, 153	4	217, 101, 203, 205	0,02	225	0,94961	22		0	0		9,10844302927494	1,6	0,8	1,2	108,04	92,59	0,996175799086758	0	0	0	['135' '137' '131' '145' '133' '329' '20' '147' '151' '149']	0	0	0
52	1	113, 115, 121, 127, 145, 159, 167, 171, 185, 251	4	153, 229, 251, 123	5	127, 159, 149, 185, 171	-0,02	223	18,59892	2484		0	0		14,0112567657491	2	0,6	2	109,03	91,76	0,999714611872146	0,999597423510467	0,999396256792111	0,999496830029184	['217' '219' '223' '213' '311' '116' '221' '225' '186' '114']	0	1	1
53	1	107, 115, 127, 131, 145, 161, 171, 185, 239, 251, 253, 255	5	219, 115, 243, 113, 193	4	123, 209, 121, 119	-0,03	175	405,37652	2877,5		0	0		18,7712807139041	1,2	0,8	1,6	108,42	92,29	0,999828767123288	1	0,999478804725504	0,999739334433921	['175' '173' '177' '179' '181' '180' '122' '221' '321' '311']	1	1	1
54	2	121, 125, 127, 159, 197, 201, 217, 219, 231, 239, 251, 255	3	123, 153, 117	3	113, 185, 215	0,02	313	0,62561	3367,5	273	1,23768	5183	Leak0 overlaps Leak1	18,4001698981589	1,6	1	0,8	108,29	92,37					nan
55	1	115, 121, 127, 131, 145, 159, 185, 197, 201, 231, 239, 255	1	207	2	201, 163	-0,02	155	37,72398	306		0	0		7,30197298016448	1,6	0,6	0,4	105,4	94,87	0,999657534246575	0,99510603588907	0,99510603588907	0,99510603588907	['159' '155' '161' '153' '151' '149' '163' '169' '171' '147']	0	1	1
56	1	113, 121, 127, 131, 153, 159, 185, 217, 219, 251, 255	2	101, 111	3	239, 171, 123	-0,02	291	19,48725	405,5		0	0		39,9809034995468	0,8	0,6	0,8	105,35	94,94	0,997431506849315	0,996119016817594	0,948275862068966	0,971608832807571	['293' '287' '295' '285' '281' '283' '277' '275' '291' '273']	0	1	1
57	2	113, 125, 127, 131, 157, 159, 161, 171, 185, 197, 217, 225	4	113, 131, 243, 35	1	115	0,01	325	0,54101	3188,5	131	3,13891	957,5	Leak0 happens first	8,86895074758856	0,8	0,2	0,8	103,31	96,8					nan
58	1	113, 149, 153, 157, 167, 185, 197, 219, 225, 237, 251	1	166	2	211, 127	0,04	213	1,18734	1366,5		0	0		0,262128358715311	1,6	0,8	2	109,68	91,25	0,847203196347032	1	0,020848573518654	0,0408455750627016	['20' '133' '135' '137' '329' '131' '145' '129' '147' '125']	0	0	0
59	1	113, 121, 127, 131, 145, 159, 171, 201, 217, 225, 231, 239	5	35, 117, 145, 119, 189	1	107	-0,01	50	817,75234	427,5		0	0		48,7015037558538	0,8	1	1,6	109,06	91,77	0,999828767123288	1	0,996495327102804	0,998244587478057	['50' '289' '291' '293' '287' '295' '285' '281' '283' '277']	1	1	1
60	1	113, 121, 127, 131, 149, 159, 217, 219, 225, 231, 251, 255	2	177, 121	5	219, 35, 109, 171, 191	-0,02	311	13,34301	307,5		0	0		9,59394011439731	1,2	0,4	1,2	105,53	94,78	0,99925799086758	0,983948635634029	0,99512987012987	0,989507667473769	['209' '309' '186' '313' '207' '215' '205' '211' '325' '203']	0	0	1
61	1	121, 127, 149, 153, 159, 185, 197, 201, 217, 225, 231, 239, 255	5	231, 213, 237, 159, 35	2	191, 103	-0,04	60	7,77647	3785,5		0	0		10,9794633080502	1,6	0,4	0,4	104,37	95,8	0,999486301369863	1	0,998811410459588	0,999405351833499	['329' '125' '122' '123' '129' '120' '173' '169' '171' '204']	0	0	0
62	2	113, 121, 127, 131, 145, 159, 185, 197, 217, 219, 237, 251	2	35, 205	3	153, 191, 145	0,02	125	108,42022	6867,5	285	7,30435	378	Leak0 happens first	8,36375049397519	0,8	0,6	0,8	105,35	94,94					nan
63	1	113, 115, 121, 125, 145, 149, 161, 185, 201, 219, 251	2	115, 103	5	171, 127, 119, 141, 219	0,02	111	32,17968	2070,5		0	0		20,2568284528273	0,4	0,4	0,4	103,14	96,96	0,999828767123288	1	0,999275712216321	0,99963772491245	['307' '301' '305' '115' '303' '299' '119' '112' '113' '117']	0	0	1
64	1	125, 127, 131, 153, 159, 171, 197, 201, 219, 225, 231, 239	2	163, 147	3	131, 103, 229	-0,03	113	26,98948	3900,5		0	0		2,06148670805663	1,2	0,8	2	109,24	91,62	0,998915525114155	0,997952655150352	0,999615483209434	0,99878337708907	['113' '114' '225' '112' '119' '116' '305' '303' '121' '299']	1	1	1
65	1	113, 145, 149, 159, 171, 197, 201, 251	3	131, 251, 139	5	166, 209, 159, 121, 225	0,03	169	12,0221	5547,5		0	0		8,84282035490922	1,2	0,4	1,2	105,53	94,78	0,999771689497717	0,999909861186227	0,999729632299928	0,999819738621001	['161' '159' '169' '163' '155' '129' '153' '171' '151' '149']	0	1	1
66	1	113, 121, 131, 145, 149, 159, 185, 197, 217, 219, 251	4	115, 203, 101, 209	3	199, 145, 225	-0,04	247	1,09656	972		0	0		27,6974512541318	2	0,6	0,8	106,61	93,79					nan
67	1	113, 121, 145, 149, 153, 185, 197, 219, 225, 255	2	217, 117	5	147, 213, 159, 139, 125	0,02	101	25,2942	606,5		0	0		14,9438239929991	1,2	0,6	1,6	107,37	93,19	0,999657534246575	1	0,99505766062603	0,997522708505368	['103' '109' '105' '101' '107' '111' '117' '115' '307' '112']	0	1	1
68	1	113, 121, 125, 145, 149, 171, 197, 217, 219, 231, 239, 251	3	123, 161, 251	2	231, 103	-0,03	153	15,01772	439,5		0	0		4,56285529964634	0,4	0,4	0,4	103,14	96,96	0,999486301369863	0,993204983012458	0,996590909090909	0,994895065229722	['301' '303' '307' '305' '299' '240' '119' '238' '114' '225']	0	0	0
69	1	113, 125, 127, 131, 153, 171, 197, 201, 219, 225, 231, 237, 251	5	217, 166, 141, 143, 197	5	191, 121, 153, 147, 243	-0,01	111	1,7127	1706,5		0	0		7,78547594353861	1,2	0,8	1,2	107,61	92,97	0,805308219178082	1	0,000878734622144112	0,00175592625109745	['329' '299' '301' '303' '307' '121' '297' '305' '117' '122']	0	0	0
70	2	113, 127, 145, 149, 153, 159, 171, 185, 197, 217, 225, 251	4	145, 101, 201, 215	1	113	0,04	111	1,20286	1427	223	37,19795	119,5	Leak0 happens first	39,0527235916669	1,2	0,4	0,8	104,74	95,48					nan
71	1	113, 127, 131, 149, 159, 185, 197, 201, 219, 225, 239, 251	2	117, 131	2	229, 255	-0,04	261	1,94984	47		0	0		15,3257564593257	0,8	0,8	0,8	106,39	94,03					nan
72	1	113, 125, 127, 145, 149, 153, 159, 171, 217, 219, 231, 255	1	149	2	127, 153	-0,01	297	7,57796	1018		0	0		4,141	1,2	0,6	1,2	106,56	93,87	0,99851598173516	0,988818667963053	0,998527245949926	0,993649242794333	['125' '123' '122' '171' '129' '163' '120' '173' '161' '169']	0	0	1
73	1	113, 125, 127, 145, 171, 185, 201, 217, 231, 239, 251	2	217, 237	5	167, 193, 105, 117, 209	0	183	89,62251	6321,5		0	0		4,71424508522437	0,4	0,4	2	106,28	94,17	0,999828767123288	1	0,999762733312243	0,999881352580581	['189' '187' '185' '191' '183' '315' '193' '321' '211' '325']	0	1	1
74	1	121, 127, 131, 153, 159, 171, 185, 197, 201, 225, 231, 255	5	157, 211, 127, 166, 213	3	229, 107, 143	-0,01	271	0,62408	721,5		0	0		11,5388148926653	1,6	0,4	1,6	106,74	93,71					nan
75	2	113, 121, 127, 131, 149, 153, 171, 197, 201, 225, 231, 255	3	163, 189, 35	4	109, 203, 185, 111	0,02	205	7,28066	616,5	177	2,81926	788	Leak1 happens first	13,6732948653841	0,8	1	1,2	108,25	92,44					nan
76	1	115, 121, 125, 127, 145, 149, 159, 171, 201, 225, 237, 253, 255	4	215, 229, 255, 101	3	191, 109, 115	0,02	211	2,43453	4020,5		0	0		44,3468124843847	1,6	0,4	0,8	105,15	95,09					nan
77	2	113, 121, 125, 131, 149, 171, 185, 197, 217, 219, 251	1	143	1	127	0,01	189	333,88032	413,5	281	1,47684	5529,5	Leak0 inside Leak1	0,788890632039837	1,2	0,8	0,8	106,81	93,65					nan
78	1	113, 127, 131, 145, 153, 161, 185, 217, 219, 225	5	141, 149, 255, 199, 253	4	219, 177, 105, 145	0,04	295	1,34649	313,5		0	0		25,7187226300988	0,8	0,6	0,8	105,35	94,94					nan
79	2	125, 131, 145, 153, 161, 185, 201, 217, 219, 231, 237, 239, 255	2	231, 166	1	105	-0,01	303	0,27461	1684	171	1,86435	3733,5	Leak0 overlaps Leak1	3,50626952486248	1,6	0,4	0,8	105,15	95,09					nan
80	2	113, 121, 125, 145, 153, 159, 185, 217, 225, 239	3	101, 113, 231	2	207, 157	0,01	263	35,49717	2473	173	9,14802	5352	Leak1 overlaps Leak0	28,7498611703515	1,6	0,8	1,2	108,04	92,59					nan
81	2	127, 131, 145, 153, 161, 171, 185, 197, 217, 219, 225, 251	4	109, 113, 119, 161	3	101, 131, 141	-0,03	109	20,72861	4029,5	315	212,32723	1526,5	Leak1 overlaps Leak0	46,1940454282259	1,2	0,2	0,4	102,95	97,12					nan
82	1	113, 127, 131, 145, 161, 171, 185, 197, 201, 217, 219, 255	1	243	4	197, 185, 237, 127	0	180	15,60396	58		0	0		0,522713275912593	0,8	0,4	1,6	105,9	94,47	0,999600456621005	0,966101694915254	0,974358974358974	0,970212765957447	['291' '293' '287' '295' '285' '281' '283' '277' '275' '273']	0	0	0
83	2	121, 125, 127, 145, 153, 197, 201, 217, 219, 255	1	201	3	217, 237, 225	-0,01	50	476,27689	6497	235	2,32324	5288	Leak1 inside Leak0	4,538	0,8	0,2	1,2	104,09	96,1					nan
84	1	107, 113, 115, 125, 131, 153, 171, 217, 219, 225, 237, 251, 255	2	207, 115	3	166, 159, 203	-0,02	317	22,94635	301,5		0	0		11,8822219599592	1,6	0,6	0,8	106,19	94,18	0,999315068493151	0,985245901639344	0,995033112582782	0,990115321252059	['239' '237' '204' '319' '213' '311' '317' '186' '219' '217']	0	1	1
85	2	113, 121, 125, 127, 153, 167, 201, 219, 225, 239, 251, 255	2	141, 199	5	166, 161, 237, 149, 111	0	295	1,4374	813,5	238	17,07527	5276,5	Leak0 inside Leak1	16,6008615842034	1,6	1	0,8	108,29	92,37					nan
86	2	113, 121, 125, 127, 131, 159, 167, 197, 217, 231, 239, 255	5	201, 159, 211, 229, 107	2	163, 171	0	117	26,82838	623	313	30,92758	4383	Leak1 happens first	22,7178788767593	0,4	0,8	1,6	107,57	93,04					nan
87	1	115, 121, 125, 145, 153, 171, 217, 219, 237, 239, 251, 255	2	213, 207	2	191, 131	0	117	0,44731	3109		0	0		10,2162551156308	1,6	1	2	110,76	90,37					nan
88	1	127, 131, 145, 153, 159, 171, 185, 197, 217, 255	3	207, 213, 139	1	121	-0,02	147	0,15477	2299		0	0		10,8031565813229	1,6	0,6	2	108,61	92,14					nan
89	2	113, 121, 127, 145, 149, 159, 171, 217, 219, 225, 231, 237	4	211, 189, 237, 141	1	123	0	238	16,8479	1863	112	7,65394	6919,5	Leak0 inside Leak1	16,280898617707	0,8	0,2	1,2	104,09	96,1					nan
90	2	145, 149, 171, 185, 197, 201, 217, 219, 225, 251	4	147, 199, 139, 131	3	167, 157, 203	0,05	273	1,38289	2348,5	163	0,41858	333	Leak1 happens first	19,6618918431397	0,4	0,8	0,4	105,18	95,1					nan
91	2	125, 131, 145, 153, 185, 197, 201, 217, 219, 225, 239, 251	5	153, 207, 237, 123, 239	2	209, 149	-0,03	263	0,85022	450	113	5,64221	712	Leak1 happens first	15,8656728675566	1,2	0,4	0,4	103,96	96,18					nan
92	2	125, 127, 145, 153, 161, 185, 197, 201, 219, 225, 237, 255	4	101, 149, 251, 171	1	237	-0,04	240	0,15473	3991,5	235	1,20606	4447	Leak1 overlaps Leak0	29,887741569911	2	0,4	1,6	107,16	93,33					nan
93	2	113, 127, 131, 149, 185, 197, 219, 225, 251, 255	4	15, 171, 251, 121	2	103, 163	-0,01	199	0,64344	165,5	237	1,56033	987	Leak1 happens first	11,7965993910353	1,2	0,4	1,6	106,32	94,09					nan
94	1	113, 125, 127, 131, 145, 171, 185, 201, 217, 219, 225, 231	3	125, 205, 105	5	211, 107, 131, 213, 149	-0,04	173	29,30237	493		0	0		21,9029519139074	0,8	0,2	1,6	104,87	95,4	0,999828767123288	1	0,996960486322189	0,998477929984779	['175' '173' '122' '120' '177' '123' '179' '180' '181' '321']	0	1	1
95	1	125, 127, 131, 149, 153, 157, 159, 161, 201, 217, 225, 239, 255	4	185, 253, 171, 159	1	193	0,01	277	9,03067	1185		0	0		18,0783067298859	1,6	0,6	1,2	106,98	93,49	0,998458904109589	1	0,988612399831295	0,994273594909862	['243' '241' '245' '257' '249' '251' '247' '261' '269' '240']	0	0	0
96	2	127, 131, 159, 185, 197, 201, 217, 219, 231, 239, 251, 255	2	105, 191	1	215	0,04	311	1,80851	1408	159	6,12623	665	Leak1 overlaps Leak0	26,2535809027992	1,2	0,8	1,6	108,42	92,29					nan
97	1	113, 125, 127, 145, 149, 153, 159, 171, 185, 197, 231, 255	4	237, 215, 225, 121	3	163, 123, 255	0	161	0,997	2077,5		0	0		19,7979987188146	1,6	0,6	2	108,61	92,14					nan
98	1	127, 145, 149, 153, 167, 171, 217, 219, 231, 237, 251, 255	4	166, 107, 105, 193	3	213, 123, 163	0,03	273	55,73994	2456		0	0		30,914136860355	1,2	0,2	2	106,08	94,32	0,999657534246575	0,999389375127214	0,999389375127214	0,999389375127214	['273' '275' '277' '281' '283' '271' '285' '263' '295' '269']	1	1	1
99	1	121, 125, 145, 201, 217, 219, 225, 231, 239, 255	4	105, 166, 191, 163	4	139, 251, 143, 255	-0,02	237	48,22738	3221,5		0	0		24,4868738111362	1,2	0,2	1,2	104,5	95,71	0,999828767123288	1	0,999534450651769	0,99976717112922	['239' '319' '237' '204' '317' '202' '235' '205' '323' '221']	0	1	1
100	1	127, 131, 149, 153, 159, 161, 167, 217, 225, 251, 255	2	237, 213	4	166, 101, 35, 255	-0,03	261	23,62805	3521,5		0	0		3,40125195490122	0,8	0,2	0,8	103,31	96,8	0,999771689497717	0,999857994887816	0,999574105621806	0,999716030100809	['243' '245' '257' '251' '247' '249' '263' '261' '271' '269']	0	1	1
101	2	113, 125, 145, 149, 153, 171, 185, 217, 219, 231, 237, 239, 255	2	35, 209	2	119, 229	0,02	147	0,53961	399	185	22,33958	4828,5	Leak1 happens first	0,222274010447793	1,6	0,6	1,2	106,98	93,49					nan
102	2	107, 113, 121, 127, 149, 171, 217, 219, 231, 237, 239, 255	3	147, 115, 225	1	15	0,01	325	0,55502	2691	193	198,3255	118	Leak0 happens first	9,55664356591384	0,8	0,8	0,8	106,39	94,03					nan
103	1	113, 125, 127, 131, 171, 185, 197, 217, 251, 255	3	147, 207, 105	2	35, 109	0	277	4,7929	139		0	0		22,6047925277816	0,8	0,4	0,8	104,33	95,87					nan
104	2	121, 145, 149, 161, 171, 225, 231, 239, 251, 255	3	143, 247, 163	5	215, 166, 205, 255, 253	0,01	271	0,28981	3156	60	2,16875	2891,5	Leak1 overlaps Leak0	10,0645760475205	1,6	0,8	1,6	108,85	91,92					nan
105	1	121, 125, 145, 149, 157, 159, 161, 171, 185, 197, 201, 225, 251	1	151	4	139, 217, 113, 131	0,05	283	58,01515	4390,5		0	0		19,5938193979361	0,8	0,8	0,8	106,39	94,03	0,999828767123288	1	0,999658392165794	0,999829166903935	['295' '285' '281' '283' '293' '277' '275' '287' '273' '291']	0	1	1
106	2	113, 121, 153, 167, 171, 185, 197, 201, 219, 239, 251	3	239, 193, 247	4	255, 149, 253, 111	-0,02	263	0,38472	347,5	285	38,91881	3648	Leak1 happens first	18,4631769801271	1,6	0,4	1,6	106,74	93,71					nan
107	2	113, 131, 145, 149, 153, 159, 197, 217, 219, 225, 255	4	217, 149, 35, 141	2	157, 161	0,01	161	12,44219	375,5	101	124,31589	1114	Leak0 overlaps Leak1	7,22737096400103	1,2	1	0,8	107,87	92,75					nan
108	1	113, 121, 125, 131, 161, 185, 201, 217, 219, 225, 239, 251	2	121, 113	5	101, 115, 167, 197, 225	0,04	269	0,21632	515,5		0	0		9,858	1,6	0,6	1,6	107,79	92,81					nan
109	2	113, 121, 149, 153, 159, 171, 185, 231, 251, 255	3	215, 171, 253	5	115, 107, 211, 123, 177	0,03	271	7,01489	3655,5	231	173,81817	5415	Leak0 overlaps Leak1	20,6026070489811	1,2	1	2	110,32	90,74					nan
110	2	125, 127, 131, 153, 161, 197, 217, 219, 225, 231, 237, 239, 255	3	115, 35, 237	5	203, 113, 127, 119, 149	0,02	207	0,19725	891,5	113	3,31096	886	Leak1 happens first	8,79433278175587	1,2	0,8	1,2	107,61	92,97					nan
111	2	113, 121, 127, 159, 171, 185, 197, 231, 237, 251	4	153, 243, 111, 159	4	109, 117, 139, 119	0,05	233	0,86681	2154	123	4,37483	1520,5	Leak0 overlaps Leak1	27,9261326143042	0,8	0,4	1,2	105,11	95,17					nan
112	1	113, 125, 127, 131, 145, 149, 153, 159, 185, 231, 239, 255	4	125, 225, 205, 147	1	143	-0,02	197	24,56748	78,5		0	0		14,6132117914754	0,8	1	1,2	108,25	92,44	0,999828767123288	1	0,981012658227848	0,990415335463259	['187' '185' '183' '189' '321' '191' '229' '180' '181' '315']	0	0	0
113	1	115, 125, 145, 153, 161, 171, 185, 197, 201, 225, 239, 255	3	101, 125, 213	5	35, 201, 117, 143, 177	0,02	113	0,21312	888,5		0	0		29,479650127332	1,2	0,8	2	109,24	91,62					nan
114	2	113, 121, 125, 131, 145, 153, 161, 185, 217, 231, 251, 255	2	117, 199	4	145, 127, 217, 123	0,05	115	0,05955	2226,5	323	12,53337	5439,5	Leak0 inside Leak1	30,3741236441691	0,4	1	0,4	106,22	94,19					nan
115	2	125, 127, 131, 145, 149, 159, 197, 201, 217, 219, 225, 239	2	207, 197	4	121, 251, 103, 203	0,05	187	98,73051	1526,5	163	11,16864	1716	Leak0 overlaps Leak1	11,773898003639	2	0,4	0,4	104,78	95,41					nan
116	2	113, 127, 145, 201, 217, 219, 225, 231, 237, 251	5	209, 247, 215, 243, 119	5	203, 149, 163, 15, 111	0,04	240	0,30501	2266	40	492,1778	2525	Leak0 happens first	35,8258585545406	1,6	0,8	0,8	107,23	93,27					nan
117	2	113, 127, 145, 149, 159, 161, 171, 185, 217, 225, 251, 255	2	251, 217	3	225, 141, 205	0,03	229	7,63864	3881	285	0,50288	1924,5	Leak1 inside Leak0	6,546	0,8	0,4	0,4	103,55	96,57					nan
118	1	113, 127, 131, 145, 159, 171, 185, 201, 217, 219, 225, 239, 251	4	111, 217, 197, 153	2	199, 119	-0,01	291	3,88882	53,5		0	0		28,2418027568813	0,8	0,8	0,8	106,39	94,03					nan
119	2	113, 115, 121, 131, 149, 153, 159, 197, 201, 231, 251, 255	3	113, 189, 171	4	109, 211, 177, 159	-0,01	202	4,74157	2017	187	380,986	122	Leak1 inside Leak0	19,0786359786149	2	0,8	1,2	108,46	92,21					nan
120	2	113, 149, 161, 171, 185, 201, 219, 225, 231, 237, 239, 253, 255	5	149, 197, 163, 147, 247	1	143	0,04	281	2,49614	26,5	105	49,73265	5677,5	Leak0 inside Leak1	15,4426842934081	0,8	0,4	0,4	103,55	96,57					nan
121	2	113, 125, 127, 145, 149, 153, 159, 185, 197, 217, 219, 231	1	225	3	229, 161, 127	0,02	271	19,96409	2473,5	257	9,01136	3390,5	Leak1 overlaps Leak0	2,42258143638644	1,6	0,4	1,6	106,74	93,71					nan
122	1	115, 121, 127, 131, 149, 185, 197, 219, 251, 255	5	127, 35, 177, 163, 103	2	247, 151	0,04	149	2,99293	230,5		0	0		23,8023732927587	0,4	1	1,6	108,63	92,14					nan
123	1	113, 127, 149, 153, 171, 197, 217, 219, 225, 255	3	209, 107, 166	3	243, 101, 145	0,01	213	11,94721	599		0	0		7,10288154266312	1,2	0,2	0,8	103,72	96,41	0,999828767123288	1	0,997497914929108	0,99874739039666	['116' '223' '225' '219' '217' '113' '114' '112' '311' '119']	0	0	1
124	1	113, 125, 131, 145, 149, 153, 159, 185, 201, 219, 239, 255	3	203, 109, 105	4	159, 113, 193, 207	0,01	193	4,03984	2007		0	0		43,3546795026466	0,8	0,4	2	106,7	93,79					nan
125	2	113, 121, 127, 131, 145, 149, 153, 185, 197, 219, 231, 239	1	139	4	239, 167, 211, 243	0	129	32,30822	2339	273	37,82137	1023,5	Leak1 overlaps Leak0	0,681628654285095	1,6	0,8	1,6	108,85	91,92					nan
126	2	107, 113, 127, 149, 153, 159, 197, 201, 219, 225, 251	1	163	3	215, 141, 153	-0,02	131	40,06063	1709	251	2,47321	5410,5	Leak0 inside Leak1	1,46190999432072	0,4	0,4	1,2	104,69	95,55					nan
127	1	131, 159, 171, 185, 197, 219, 225, 239, 251, 255	5	117, 243, 159, 145, 143	4	101, 141, 231, 149	-0,02	155	16,16581	4909,5		0	0		22,5516141200979	1,2	0,8	2	109,24	91,62	0,999828767123288	1	0,99969450101833	0,999847227173194	['171' '163' '175' '120' '173' '161' '169' '122' '177' '159']	0	0	1
128	1	131, 145, 149, 159, 185, 197, 217, 239, 251, 255	1	139	2	147, 205	-0,01	225	0,42279	3584,5		0	0		0,623333629048339	0,8	0,4	0,8	104,33	95,87	0,593550228310502	1	0,00683403068340307	0,013575287435933	['329' '204' '202' '319' '205' '186' '317' '235' '323' '213']	0	0	0
129	2	113, 121, 131, 149, 161, 171, 185, 217, 219, 231	1	123	3	217, 219, 185	-0,03	247	2,34781	2213,5	111	0,31014	2471	Leak1 overlaps Leak0	0,105401992013043	1,2	0,6	2	108,18	92,51					nan
130	2	125, 127, 131, 149, 153, 159, 171, 185, 201, 219, 225, 255	4	121, 229, 253, 35	1	215	0	219	28,51808	1840	201	9,16453	4505	Leak1 happens first	18,2233716631386	0,8	0,8	0,4	105,6	94,72					nan
131	2	121, 125, 131, 145, 153, 157, 161, 171, 185, 197, 219, 225, 255	5	151, 109, 231, 185, 153	3	161, 219, 247	-0,02	183	1,04951	1073,5	323	3,22901	2146,5	Leak0 inside Leak1	42,9930222484848	1,2	0,8	0,8	106,81	93,65					nan
132	1	113, 121, 125, 149, 171, 197, 201, 219, 225, 231, 251, 255	2	115, 15	3	157, 225, 177	0	155	8,8589	5710		0	0		6,25212413328289	1,2	0,8	1,6	108,42	92,29	0,999771689497717	0,999912426657326	0,999737325978461	0,999824868651489	['307' '119' '305' '301' '112' '303' '117' '115' '114' '111']	0	0	0
133	1	121, 127, 131, 159, 171, 185, 197, 217, 225, 231, 239, 255	3	229, 121, 191	4	123, 111, 253, 167	0,05	263	36,58881	1051,5		0	0		18,899519220795	1,6	0,6	1,6	107,79	92,81	0,999828767123288	1	0,998574144486692	0,999286563614744	['273' '275' '281' '277' '283' '285' '271' '295' '263' '269']	0	1	1
134	1	121, 127, 131, 149, 185, 201, 219, 225, 237, 239, 251, 255	3	213, 167, 247	4	185, 191, 207, 153	-0,04	202	17,65935	3672,5		0	0		11,0357078893039	0,8	0,4	1,6	105,9	94,47	0,999828767123288	1	0,999591614484073	0,999795765538839	['237' '239' '204' '319' '238' '202' '205' '317' '186' '235']	0	1	1
135	2	113, 125, 127, 131, 149, 153, 171, 197, 219, 231, 239, 255	5	243, 101, 237, 113, 125	4	247, 159, 231, 219	0,04	131	92,96444	1608,5	311	31,43471	3098,5	Leak0 happens first	30,6291978986685	2	0,6	1,6	108,22	92,43					nan
136	1	113, 121, 145, 149, 159, 171, 185, 201, 219, 225, 255	2	211, 253	2	141, 159	0,03	271	0,99375	817		0	0		7,8455707797133	0,4	0,4	0,4	103,14	96,96					nan
137	2	113, 121, 127, 131, 149, 159, 185, 197, 225, 251	4	101, 215, 139, 143	1	211	0,02	257	2,57796	4247	204	0,96365	920,5	Leak1 happens first	32,1059672783704	1,2	0,2	2	106,08	94,32					nan
138	1	113, 125, 131, 153, 157, 159, 167, 197, 219, 225, 231, 251	3	161, 109, 115	3	153, 171, 209	0	122	0,14418	2751		0	0		33,2211094983335	1,2	0,4	1,6	106,32	94,09	0,685844748858448	0	0	0	['107' '109' '105' '117' '111' '103' '115' '307' '301' '112']	0	0	0
139	1	113, 121, 127, 131, 149, 153, 159, 201, 217, 219, 225	3	247, 151, 191	3	193, 153, 229	-0,02	239	54,83777	922,5		0	0		34,9798500765234	1,2	0,4	0,4	103,96	96,18	0,999771689497717	0,999457700650759	0,998374864572048	0,998915989159892	['239' '237' '319' '317' '323' '235' '204' '233' '231' '238']	1	1	1
140	1	113, 121, 127, 149, 171, 201, 217, 219, 225, 231, 239, 255	3	35, 105, 203	5	215, 15, 131, 211, 109	-0,03	122	20,48547	166		0	0		16,2298221630299	0,8	0,8	0,8	106,39	94,03	0,999714611872146	1	0,984984984984985	0,992435703479576	['122' '123' '120' '297' '171' '121' '163' '125' '173' '169']	1	1	1
141	1	113, 121, 125, 131, 149, 153, 161, 171, 185, 237, 239, 255	4	207, 151, 247, 239	3	237, 255, 209	0	179	15,82551	5365		0	0		36,1656023411956	1,2	0,4	0,8	104,74	95,48	0,997888127853881	0,999066641777114	0,99748392507688	0,998274656096992	['177' '179' '323' '181' '180' '233' '231' '235' '321' '317']	0	1	1
142	1	113, 125, 127, 145, 159, 185, 201, 219, 225, 231, 239, 255	5	191, 127, 35, 189, 145	4	237, 113, 205, 225	0,02	117	5,88737	1374		0	0		24,9757669991536	0,4	0,2	2	105,24	95,09	0,849429223744292	1	0,0403783193888687	0,0776223776223776	['120' '121' '297' '122' '114' '119' '113' '112' '225' '305']	0	0	0
143	1	113, 127, 145, 149, 153, 159, 171, 197, 217, 225, 237, 239	2	166, 167	2	139, 219	0	109	12,79934	2016		0	0		2,1837052817135	1,6	0,8	1,6	108,85	91,92	0,999828767123288	1	0,999256136870816	0,99962793005085	['105' '109' '103' '107' '111' '115' '117' '101' '307' '112']	0	1	1
144	1	113, 115, 121, 127, 131, 159, 171, 185, 197, 219, 231, 239	1	115	2	191, 149	0	249	37,58562	1532		0	0		4,666	1,6	0,8	0,8	107,23	93,27	0,999486301369863	0,998044328552803	0,999021207177814	0,99853252894179	['329' '303' '301' '299' '305' '307' '119' '114' '225' '113']	0	0	0
145	2	121, 149, 153, 171, 185, 197, 201, 219, 237, 239, 251, 255	3	229, 15, 191	3	127, 113, 253	0,05	131	211,47658	7637,5	307	2,32007	130,5	Leak1 inside Leak0	16,7687656074612	1,6	0,4	0,4	104,37	95,8					nan
146	1	113, 115, 121, 149, 153, 185, 197, 201, 219, 225, 251, 255	3	237, 185, 217	3	107, 219, 229	0,05	207	6,79058	2449,5		0	0		7,85310781147966	2	0,6	1,6	108,22	92,43	0,998744292237443	0,999181334424887	0,996326530612245	0,997751890455753	['147' '149' '151' '153' '329' '155' '159' '161' '145' '169']	0	0	0
147	2	113, 127, 145, 149, 153, 161, 197, 201, 219, 225, 239	2	177, 109	2	231, 117	0,03	129	10,68313	570	237	9,31768	2500	Leak0 happens first	33,6954334398127	1,6	0,6	1,6	107,79	92,81					nan
148	2	121, 131, 145, 153, 157, 159, 185, 197, 201, 217, 225, 237	1	171	5	145, 185, 131, 211, 151	0,01	145	0,18207	195,5	187	52,28575	2710	Leak1 happens first	5,16889138490044	0,4	0,8	0,4	105,18	95,1					nan
149	2	121, 127, 145, 153, 159, 161, 171, 197, 201, 217, 225, 255	3	149, 163, 159	2	145, 113	0	173	10,00018	905,5	103	1,17942	1796	Leak1 happens first	8,21182629140162	0,8	0,8	0,8	106,39	94,03					nan
150	1	113, 125, 149, 153, 159, 161, 185, 197, 217, 231, 251, 255	3	207, 193, 119	5	255, 185, 107, 171, 147	0,01	151	0,17846	1764		0	0		34,5718012699374	0,8	0,8	0,4	105,6	94,72					nan
151	1	113, 125, 127, 145, 153, 159, 185, 197, 217, 219, 239	1	237	1	203	0	145	21,67968	1781		0	0		1,81381994008412	1,6	0,2	1,2	104,91	95,32	0,999771689497717	0,999719180005616	0,999158012910469	0,999438517686693	['145' '131' '147' '137' '135' '149' '151' '153' '155' '159']	1	1	1
152	2	107, 113, 121, 131, 145, 149, 153, 171, 185, 197, 201, 239	1	119	2	171, 213	-0,04	122	0,40999	2074,5	245	2,3315	167	Leak1 inside Leak0	21,5529979354792	0,4	0,6	1,2	105,72	94,63					nan
153	1	113, 125, 149, 161, 167, 197, 201, 219, 225, 239, 251, 253	4	229, 149, 123, 103	2	215, 211	0,05	204	1,98553	1345,5		0	0		27,6412094010127	1,2	0,4	0,8	104,74	95,48					nan
154	2	145, 153, 171, 185, 201, 217, 225, 231, 251, 255	5	131, 243, 127, 251, 157	1	229	-0,01	219	66,11121	335	247	4,7146	1024,5	Leak0 happens first	16,5770332316769	0,8	0,8	1,6	108	92,66					nan
155	1	113, 121, 127, 145, 159, 185, 197, 219, 225, 251	1	217	4	251, 107, 167, 35	-0,01	217	38,85179	2221		0	0		3,18888377586175	2	0,4	0,8	105,57	94,71	0,999828767123288	1	0,99932478055368	0,999662276258021	['219' '217' '311' '213' '223' '116' '221' '215' '225' '186']	0	1	1
156	1	125, 127, 145, 153, 159, 185, 201, 219, 225, 251, 255	4	119, 145, 117, 171	1	193	0,04	113	19,27977	1036,5		0	0		38,133611389011	1,6	0,4	0,4	104,37	95,8	0,998230593607306	1	0,985053037608486	0,992470245324265	['301' '307' '305' '303' '299' '119' '115' '117' '112' '121']	0	0	1
157	1	121, 131, 145, 149, 153, 157, 197, 201, 217, 219, 231, 239	5	209, 143, 131, 177, 237	5	199, 117, 203, 229, 111	0,04	311	28,60921	828		0	0		14,4729171611364	0,4	0,8	1,6	107,57	93,04	0,999828767123288	1	0,99818949909475	0,999093929326487	['225' '113' '114' '116' '120' '112' '223' '219' '217' '119']	0	0	1
158	1	113, 131, 145, 149, 159, 197, 201, 219, 225, 239, 251, 255	1	123	4	161, 121, 189, 215	0	217	0,19685	463		0	0		0,11844139739073	2	0,4	1,6	107,16	93,33	0,943093607305936	0	0	0	['40' '201' '197' '199' '195' '193' '315' '191' '203' '189']	0	0	0
159	2	127, 149, 153, 157, 159, 171, 197, 201, 217, 219, 251	3	113, 255, 145	2	203, 119	0,04	119	17,19783	4243	114	24,19115	1858,5	Leak0 overlaps Leak1	9,23104150347117	2	0,8	0,8	107,66	92,89					nan
160	2	127, 149, 153, 159, 171, 197, 201, 217, 219, 231, 239	4	151, 131, 145, 157	3	117, 125, 193	-0,04	195	41,345	1699	273	0,95244	285,5	Leak1 happens first	30,3635955753033	1,2	1	2	110,32	90,74					nan
161	2	125, 127, 145, 149, 159, 217, 219, 225, 231, 237, 251, 255	4	147, 231, 239, 143	3	185, 107, 199	0,02	113	34,17214	91,5	240	53,20507	348	Leak1 happens first	10,4688684186064	0,8	0,4	0,8	104,33	95,87					nan
162	2	125, 127, 131, 145, 149, 161, 185, 197, 201, 225, 239, 255	3	177, 205, 151	3	147, 167, 171	0,04	119	0,83987	3428	116	54,45156	6072,5	Leak1 overlaps Leak0	31,3010057625274	1,2	0,6	2	108,18	92,51					nan
163	1	113, 127, 167, 171, 185, 217, 219, 225, 239, 251	4	247, 207, 229, 119	3	101, 205, 151	0	155	1,06368	0,5		0	0		44,2074271790046	1,6	0,6	0,8	106,19	94,18					nan
164	2	113, 127, 131, 145, 149, 153, 159, 171, 217, 237, 239, 251	1	247	1	119	-0,02	261	1,07597	2538	147	0,56667	64,5	Leak1 inside Leak0	8,72372848204564	2	0,8	1,6	109,28	91,54					nan
165	2	125, 127, 131, 145, 157, 159, 171, 201, 225, 239, 251, 255	4	205, 153, 215, 253	1	197	0,04	204	0,46907	602	186	20,2287	2610,5	Leak0 happens first	30,5320632807147	1,2	0,4	0,8	104,74	95,48					nan
166	1	113, 125, 127, 145, 153, 159, 171, 197, 201, 219, 225, 231	3	119, 211, 143	5	127, 191, 166, 237, 163	0,03	111	33,10157	976		0	0		22,6434620271026	0,8	1	0,8	107,44	93,12	0,999429223744292	0,996423096576392	0,998463901689708	0,997442455242967	['307' '301' '115' '305' '303' '117' '299' '111' '119' '112']	0	1	1
167	2	121, 127, 153, 159, 185, 197, 217, 225, 231, 239, 251, 255	4	225, 167, 35, 229	1	219	0	135	73,95151	250	205	45,80624	2585	Leak1 happens first	12,4528587828537	1,6	0,8	0,4	106,44	93,96					nan
168	2	145, 149, 153, 171, 185, 197, 201, 219, 231, 237, 239, 251	5	161, 219, 171, 153, 147	2	151, 209	0	263	1,36362	5313,5	193	4,52988	6629	Leak0 inside Leak1	11,7663310835521	0,4	0,6	1,2	105,72	94,63					nan
169	2	121, 127, 131, 145, 149, 159, 167, 185, 225, 239, 251	3	151, 205, 211	3	166, 225, 145	0,05	180	3,39064	280,5	207	31,43313	218,5	Leak1 happens first	25,7867776378434	2	0,6	0,8	106,61	93,79					nan
170	2	113, 125, 145, 167, 185, 201, 217, 219, 225, 231	3	189, 185, 127	2	101, 151	0,04	295	2,42088	7383,5	257	28,93673	986,5	Leak1 inside Leak0	19,6003059720884	1,6	0,6	1,2	106,98	93,49					nan
171	1	113, 121, 131, 161, 171, 185, 217, 219, 225, 231, 239, 255	4	225, 213, 153, 157	4	215, 123, 151, 115	0,01	203	6,10501	929,5		0	0		14,1974611221574	1,6	0,4	0,8	105,15	95,09	0,997260273972603	0,999448732083793	0,974731182795699	0,986935220468155	['204' '319' '317' '202' '239' '237' '235' '323' '205' '175']	0	0	1
172	2	113, 127, 145, 153, 157, 159, 161, 167, 171, 185, 231	4	35, 127, 213, 217	5	107, 151, 105, 189, 225	0,04	305	2,59561	1192	309	0,43346	2533	Leak0 inside Leak1	7,27504971752802	0,8	0,8	1,6	108	92,66					nan
173	2	113, 121, 145, 149, 161, 171, 185, 197, 217, 219, 225	4	161, 213, 203, 171	1	101	0,02	229	259,58336	590,5	135	41,50589	1034	Leak0 happens first	9,82832258140266	2	0,8	1,2	108,46	92,21					nan
174	1	113, 121, 131, 159, 185, 201, 217, 219, 251	5	203, 229, 143, 225, 199	4	251, 109, 171, 123	-0,03	101	4,02271	103,5		0	0		23,1972739410775	0,8	0,4	0,4	103,55	96,57	0,988013698630137	0	0	0	['240' '238' '241' '243' '245' '251' '249' '247' '257' '261']	0	0	0
175	2	107, 113, 131, 149, 159, 171, 185, 197, 201, 217, 219, 255	2	225, 205	4	255, 231, 209, 161	0,03	119	10,56851	6848	169	9,99356	48,5	Leak0 happens first	9,11736207565537	0,4	0,4	1,6	105,48	94,86					nan
176	2	121, 125, 127, 145, 159, 161, 201, 217, 225, 251, 255	1	189	2	166, 153	0,01	297	1,23003	2897	285	1,84554	714	Leak1 overlaps Leak0	10,9986936559674	0,8	0,4	1,2	105,11	95,17					nan
177	2	113, 121, 125, 127, 145, 153, 171, 217, 219, 225, 239, 255	4	239, 193, 103, 199	2	107, 117	0,04	137	3,05736	937	197	9,52306	3173,5	Leak0 happens first	41,4273383133339	0,4	0,8	0,8	105,97	94,41					nan
178	2	113, 131, 145, 153, 159, 161, 185, 197, 201, 219, 237, 255	4	131, 243, 193, 191	5	109, 251, 161, 113, 225	0,03	177	6,23334	473	161	4,20643	4238,5	Leak0 inside Leak1	20,520939895207	0,8	0,4	1,6	105,9	94,47					nan
179	2	121, 145, 153, 157, 161, 171, 185, 197, 217, 219, 239, 255	2	219, 237	5	253, 143, 153, 205, 117	0,02	311	0	-0,5	301	25,90883	6271	Leak1 happens first	5,94972934645626	0,4	1	0,8	107,01	93,5					nan
180	2	121, 125, 127, 149, 185, 197, 201, 217, 225, 239, 251, 255	5	113, 111, 219, 145, 203	2	15, 117	0,02	263	0,20086	145	50	15,77455	1086,5	Leak1 happens first	23,8789734327321	0,4	1	0,8	107,01	93,5					nan
181	2	125, 149, 153, 159, 171, 185, 217, 225, 239, 251, 255	1	237	3	145, 217, 127	0,01	191	4,08446	5620	125	1,69158	158,5	Leak0 happens first	1,66727432723456	1,6	0,4	0,4	104,37	95,8					nan
182	2	121, 125, 145, 153, 159, 171, 185, 219, 225, 239, 251	3	107, 125, 197	1	201	-0,04	202	5,85064	252,5	112	3,81159	829,5	Leak1 happens first	11,3977076931002	0,8	0,4	1,6	105,9	94,47					nan
183	2	113, 121, 125, 131, 171, 185, 219, 231, 237, 239, 255	3	171, 125, 203	2	161, 253	0,02	309	10,46913	4289,5	215	0,82248	5587,5	Leak0 inside Leak1	8,311	1,6	0,4	0,8	105,15	95,09					nan
184	1	127, 131, 145, 149, 159, 171, 185, 197, 201, 225, 231, 251, 255	4	145, 197, 131, 123	5	255, 111, 237, 193, 107	0,02	171	2,0647	10		0	0		12,4011898932427	1,6	0,4	1,2	105,94	94,4					nan
185	2	107, 113, 125, 127, 145, 159, 161, 171, 219, 251	1	141	1	145	-0,03	161	7,7927	754,5	183	96,33651	3229,5	Leak0 inside Leak1	1,23504147344866	0,8	0,4	1,2	105,11	95,17					nan
186	2	113, 125, 127, 131, 145, 153, 159, 185, 219, 231, 251, 255	5	225, 153, 171, 109, 231	1	121	0,01	247	1,04209	1642,5	111	0,43141	5440	Leak0 overlaps Leak1	36,487353602723	1,6	0,8	1,2	108,04	92,59					nan
187	1	113, 115, 121, 149, 153, 159, 185, 217, 225, 231, 237, 255	1	255	3	251, 127, 131	0,02	221	17,53116	328		0	0		3,584	0,8	0,6	2	107,75	92,89	0,999600456621005	0,993920972644377	0,995433789954338	0,99467680608365	['293' '287' '291' '295' '285' '281' '283' '275' '277' '271']	0	0	0
188	1	113, 125, 127, 145, 159, 161, 201, 217, 225, 231, 239, 251, 255	1	131	4	213, 105, 119, 35	0	197	0,81504	59,5		0	0		4,78255523103938	0,8	0,4	1,6	105,9	94,47	0,992694063926941	0	0	0	['301' '307' '303' '305' '299' '119' '112' '121' '114' '113']	0	0	0
189	2	121, 145, 159, 185, 197, 217, 219, 225, 239, 255	3	247, 201, 117	5	251, 189, 103, 127, 217	0,01	145	10,33326	149,5	204	2,01741	337	Leak0 happens first	27,5377403300111	0,4	1	1,2	107,82	92,82					nan
190	1	121, 127, 149, 153, 159, 161, 185, 197, 219, 225, 251, 255	2	203, 103	4	119, 147, 125, 237	0,04	247	45,07882	2445,5		0	0		16,2517832236611	1,2	0,2	0,8	103,72	96,41	0,999714611872146	0,999591085667553	0,999386753883892	0,999488909332516	['269' '261' '263' '271' '247' '249' '257' '251' '245' '243']	0	1	1
191	2	127, 145, 149, 153, 171, 185, 197, 217, 219, 225, 239, 255	4	107, 177, 147, 199	3	231, 117, 111	0,02	325	0,1955	156,5	195	1,49018	4043	Leak1 happens first	24,9784244253021	1,6	0,6	1,2	106,98	93,49					nan
192	1	113, 121, 127, 145, 153, 159, 171, 219, 225, 231, 239, 255	2	109, 123	4	167, 219, 159, 35	0,04	215	3,70181	3305,5		0	0		28,9617725936462	1,2	0,8	1,2	107,61	92,97					nan
193	1	113, 131, 171, 197, 201, 217, 219, 231, 251, 255	1	243	4	189, 115, 213, 211	0,05	60	9,79684	271		0	0		0,582206137468826	2	0,4	1,6	107,16	93,33	0,999657534246575	0,994475138121547	0,994475138121547	0,994475138121547	['329' '131' '135' '137' '133' '145' '147' '149' '151' '153']	0	0	0
194	1	107, 113, 121, 131, 161, 171, 217, 219, 225, 231, 237, 239, 255	3	131, 163, 161	3	159, 191, 145	0,03	261	0,30841	2529,5		0	0		9,33465782570885	0,8	0,8	1,2	107,19	93,34					nan
195	1	113, 121, 125, 145, 153, 161, 185, 217, 219, 231, 251, 255	5	207, 251, 15, 215, 203	5	201, 125, 166, 211, 145	0,02	277	1,77878	708		0	0		21,002838849101	0,8	0,2	1,2	104,09	96,1					nan
196	1	113, 121, 131, 145, 149, 161, 171, 197, 231, 237, 239, 255	4	139, 125, 243, 119	4	213, 237, 239, 171	0,01	225	0,1488	763,5		0	0		24,7136020169577	1,2	0,2	1,6	105,29	95,01					nan
197	1	113, 125, 127, 149, 153, 159, 161, 185, 197, 201, 213, 217, 225	1	123	1	35	-0,04	261	25,99474	1799,5		0	0		0,118455474319727	1,2	0,4	1,2	105,53	94,78	0,999828767123288	1	0,999166666666667	0,999583159649854	['243' '245' '247' '249' '251' '257' '261' '263' '269' '271']	0	1	1
198	2	113, 131, 171, 185, 197, 217, 225, 231	4	139, 191, 239, 243	2	171, 147	0,05	231	74,65311	4844,5	120	32,60454	256	Leak0 happens first	15,2801951694134	2	0,8	0,8	107,66	92,89					nan
199	1	121, 125, 127, 131, 145, 149, 159, 161, 167, 201, 231, 251, 255	2	185, 153	3	189, 171, 225	0,04	186	0,44436	1706,5		0	0		9,28812111020262	2	1	1,2	109,54	91,33					nan
200	2	113, 121, 125, 127, 131, 149, 153, 161, 171, 185, 225, 231	4	127, 159, 255, 151	3	115, 201, 243	0,05	193	17,54938	380	229	2,27086	87	Leak0 happens first	29,5638611211849	0,4	0,8	0,8	105,97	94,41					nan
201	1	121, 127, 149, 153, 159, 171, 197, 201, 217, 219, 225, 237, 255	5	151, 125, 203, 205, 119	2	215, 103	0,04	313	15,78602	812		0	0		47,4027644178354	1,6	1	1,6	109,93	91,03	0,997317351598174	1	0,971076923076923	0,985326256634405	['173' '175' '123' '177' '120' '171' '179' '181' '180' '321']	0	0	0
202	1	113, 127, 131, 149, 153, 171, 185, 197, 201, 219, 225, 255	5	225, 253, 189, 167, 149	1	145	0,05	171	2,85158	1174,5		0	0		26,1524602488106	0,8	0,6	1,2	106,14	94,25					nan
203	1	113, 121, 127, 149, 159, 185, 197, 201, 217, 239	1	207	4	253, 219, 119, 111	0	205	0,45083	1078		0	0		9,21603412817307	2	0,4	0,4	104,78	95,41					nan
204	1	131, 145, 149, 153, 185, 197, 201, 219, 225, 239, 251, 255	3	225, 115, 189	3	185, 123, 111	0,03	161	19,44352	781		0	0		19,9085319672066	0,4	0,2	1,2	103,67	96,48	0,999714611872146	0,998719590268886	0,998080614203455	0,9984	['171' '123' '163' '173' '169' '125' '129' '161' '120' '175']	0	1	1
205	1	113, 125, 127, 185, 217, 219, 225, 239, 251, 255	2	203, 103	2	113, 231	-0,02	145	0,13231	1343,5		0	0		14,9525316581847	2	0,2	1,2	105,33	94,93					nan
206	2	113, 125, 145, 153, 159, 171, 201, 217, 225, 251	2	166, 205	5	115, 125, 253, 251, 101	-0,04	281	23,48411	4108,5	137	4,21678	5851	Leak1 overlaps Leak0	6,99228039852478	0,8	0,8	1,6	108	92,66					nan
207	2	125, 127, 131, 159, 161, 185, 197, 201, 237, 239, 251, 255	3	107, 159, 101	2	149, 199	-0,01	293	0,26302	3327	291	22,16831	4386,5	Leak0 overlaps Leak1	30,1468568253856	0,4	0,2	1,2	103,67	96,48					nan
208	2	113, 125, 127, 149, 159, 171, 185, 197, 219, 231, 251, 255	3	211, 109, 239	3	117, 107, 153	0,03	159	25,42171	7829	203	0,04841	161	Leak0 happens first	34,4059964143033	0,8	0,8	0,8	106,39	94,03					nan
209	1	121, 125, 127, 131, 145, 159, 171, 185, 217, 225, 231, 251	1	215	4	193, 139, 177, 166	-0,04	133	91,44148	927		0	0		9,96256348050003	2	0,4	1,6	107,16	93,33	0,999486301369863	0,996770721205597	0,998382749326146	0,997576084029087	['240' '241' '238' '243' '245' '257' '251' '247' '249' '237']	0	0	0
210	1	113, 121, 125, 131, 153, 171, 219, 251, 255	5	191, 141, 207, 143, 243	2	113, 219	0,03	249	23,99308	1592		0	0		18,6077806444211	0,4	0,2	1,2	103,67	96,48	0,999828767123288	1	0,999058084772371	0,999528820480603	['241' '243' '245' '247' '249' '251' '257' '261' '269' '263']	0	1	1
211	1	121, 149, 171, 185, 197, 219, 237, 251	1	101	1	143	-0,01	145	0,10288	1928		0	0		22,0298478216986	1,2	0,6	2	108,18	92,51					nan
212	2	113, 121, 125, 127, 149, 157, 161, 171, 219, 225, 239, 255	5	191, 119, 211, 141, 167	2	105, 139	0,01	221	21,27056	547	235	29,95678	1523,5	Leak1 overlaps Leak0	34,7590932282645	1,2	0,8	0,8	106,81	93,65					nan
213	2	113, 121, 127, 145, 149, 153, 157, 159, 171, 185, 239, 255	5	101, 251, 103, 207, 189	3	153, 161, 237	0,05	225	64,69095	259	283	0,92009	3405	Leak1 happens first	54,4260993077482	0,4	0,4	0,8	103,91	96,25					nan
214	2	127, 131, 145, 149, 153, 159, 217, 225, 239, 251, 255	4	151, 15, 243, 143	4	109, 111, 177, 147	-0,04	120	0,47468	3838	119	0,40602	1360	Leak0 happens first	17,5399360441284	1,6	0,6	1,2	106,98	93,49					nan
215	2	113, 121, 131, 157, 159, 197, 217, 219, 225, 237, 251, 255	1	203	3	109, 207, 151	0,05	109	116,15854	3111	219	29,6901	85,5	Leak1 inside Leak0	0,118879974557051	1,6	0,6	0,8	106,19	94,18					nan
216	2	125, 145, 149, 153, 171, 217, 225, 231, 237, 239, 251, 255	2	167, 103	1	239	0,03	309	26,09339	930,5	240	53,85908	4993	Leak0 inside Leak1	14,9863083297329	0,8	0,6	2	107,75	92,89					nan
217	2	131, 145, 149, 153, 159, 171, 185, 201, 217, 219, 237, 251	4	201, 35, 197, 171	5	193, 247, 139, 185, 209	0,05	147	3,16422	3216	229	7,2566	226,5	Leak1 happens first	10,4153630700123	0,8	1	1,2	108,25	92,44					nan
218	1	125, 131, 153, 161, 171, 185, 217, 225, 251, 255	5	121, 127, 199, 157, 215	1	117	0,01	201	4,58336	168		0	0		38,3881931364407	0,8	0,6	2	107,75	92,89					nan
219	2	121, 125, 127, 153, 161, 185, 197, 217, 225, 239, 251, 255	3	197, 103, 145	2	105, 125	0	211	1,78093	123	257	31,53784	275	Leak0 happens first	22,8387555478017	0,4	0,4	1,2	104,69	95,55					nan
220	1	113, 125, 127, 131, 149, 161, 171, 185, 217, 219, 225, 231, 255	2	149, 247	1	113	-0,01	169	15,03346	4552,5		0	0		11,4148188588884	1,2	0,6	0,4	104,99	95,26	0,99925799086758	0,998902666520356	0,999670546892159	0,999286459190955	['241' '243' '261' '245' '251' '249' '247' '257' '263' '269']	0	0	0
221	2	113, 125, 127, 159, 161, 171, 185, 201, 217, 225, 239, 255	4	157, 161, 167, 141	1	201	0,01	169	20,63205	330,5	179	6,07627	4345,5	Leak0 inside Leak1	12,0889794070224	1,6	1	0,4	107,49	93,06					nan
222	2	127, 131, 145, 157, 159, 161, 197, 201, 217, 225, 237, 251	1	151	2	153, 121	0,03	191	6,8369	2814	147	0,98645	2279	Leak1 overlaps Leak0	18,7415182142245	0,8	0,4	0,8	104,33	95,87					nan
223	2	121, 125, 127, 145, 149, 153, 157, 185, 197, 219, 225, 237	3	203, 111, 139	4	243, 211, 35, 239	0,05	185	2,99598	2202,5	205	0,33051	1421	Leak1 overlaps Leak0	15,7046990683401	0,8	0,6	1,2	106,14	94,25					nan
224	2	113, 115, 125, 127, 145, 167, 197, 201, 225, 231, 251, 255	2	35, 125	4	166, 151, 119, 117	0,02	229	0,76269	145	112	0,96091	233,5	Leak1 happens first	4,91288686648134	2	0,2	1,6	106,12	94,24					nan
225	1	113, 127, 145, 149, 185, 197, 217, 219, 231, 237, 251, 255	1	185	5	147, 161, 143, 205, 107	-0,02	180	76,7259	361		0	0		4,181	1,2	0,8	1,6	108,42	92,29	0,999828767123288	1	0,995850622406639	0,997920997920998	['183' '185' '187' '321' '189' '191' '180' '181' '315' '193']	0	1	1
226	1	113, 131, 145, 149, 153, 159, 171, 197, 201, 225, 231, 255	4	123, 139, 113, 145	2	131, 15	0,04	219	2,03206	8057		0	0		7,96874675347754	1,2	0,4	0,8	104,74	95,48					nan
227	1	113, 115, 121, 125, 127, 159, 185, 197, 201, 219, 225, 239, 251	4	161, 217, 139, 197	4	125, 203, 131, 237	0	219	36,67256	1517,5		0	0		9,2565436526057	1,6	0,6	0,8	106,19	94,18	0,999828767123288	1	0,99901185770751	0,999505684626792	['311' '213' '219' '217' '223' '221' '116' '215' '209' '186']	0	1	1
228	2	113, 121, 125, 127, 131, 145, 149, 197, 201, 217, 251, 255	3	219, 207, 153	2	115, 105	-0,03	239	0,34823	897,5	101	1,01077	255	Leak0 happens first	19,1910882011568	1,2	0,8	0,8	106,81	93,65					nan
229	2	113, 121, 127, 131, 145, 185, 217, 219, 225, 239, 251, 255	2	107, 157	1	141	0,05	275	2,43613	1297,5	155	0,34226	1380,5	Leak0 happens first	12,2735986466883	1,2	0,4	1,2	105,53	94,78					nan
230	2	113, 121, 131, 159, 161, 167, 185, 197, 201, 219, 225, 231, 255	2	203, 191	1	167	0,05	202	25,49094	659	289	16,20567	686,5	Leak0 overlaps Leak1	9,93020850512901	0,8	1	1,2	108,25	92,44					nan
231	1	113, 121, 125, 127, 153, 171, 197, 201, 217, 219, 225, 251	1	166	3	247, 205, 123	-0,02	171	12,54119	564,5		0	0		0,337443603378837	0,8	0,4	1,6	105,9	94,47	0,99851598173516	0,98	0,997345132743363	0,98859649122807	['237' '239' '319' '204' '317' '235' '323' '202' '238' '205']	0	0	0
232	1	113, 121, 145, 159, 161, 171, 219, 239, 251, 253, 255	3	109, 123, 211	1	201	0,05	293	1,11442	107,5		0	0		27,2043886266416	0,8	0,6	1,2	106,14	94,25					nan
233	1	113, 121, 131, 145, 149, 157, 159, 161, 185, 197, 201, 217, 255	2	166, 193	5	35, 159, 207, 185, 229	-0,01	119	10,8377	3085,5		0	0		8,25239212721019	2	0,8	1,2	108,46	92,21	0,999828767123288	1	0,99951393389501	0,999756907868082	['225' '116' '114' '113' '119' '112' '223' '305' '303' '299']	0	1	1
234	2	113, 145, 149, 159, 161, 185, 201, 225, 251, 255	3	229, 171, 151	1	209	-0,01	319	56,76123	5257,5	161	0,25582	3589	Leak0 overlaps Leak1	23,5658743803862	0,4	0,4	1,2	104,69	95,55					nan
235	1	113, 121, 159, 171, 185, 197, 217, 251	4	171, 205, 167, 201	1	105	0,03	175	13,86268	117		0	0		16,9874538836265	1,6	1	1,6	109,93	91,03	0,999200913242009	0,995515695067265	0,94468085106383	0,96943231441048	['297' '121' '112' '119' '114' '113' '221' '299' '225' '303']	0	0	0
236	1	121, 131, 145, 149, 171, 197, 201, 225, 237, 239, 251, 255	3	151, 131, 237	3	225, 143, 171	0,03	225	14,12002	4778		0	0		23,1961428532625	0,8	0,4	0,8	104,33	95,87	0,999486301369863	1	0,999058281887622	0,999528919131118	['122' '120' '305' '119' '301' '307' '303' '299' '121' '112']	0	0	1
237	2	121, 145, 213, 217, 219, 225, 231, 251, 253	5	215, 123, 15, 231, 109	2	121, 197	0,01	287	10,12606	1078	159	2,53793	20,5	Leak0 happens first	45,3024750710487	1,2	0,8	1,6	108,42	92,29					nan
238	2	113, 125, 131, 149, 153, 159, 161, 171, 185, 217, 219, 231, 251	1	243	5	113, 217, 111, 139, 193	0,01	50	930,45823	2600	291	2,90934	17,5	Leak1 happens first	0,573530908761908	2	0,6	0,8	106,61	93,79					nan
239	2	113, 125, 131, 149, 153, 159, 171, 185, 219, 237, 239, 251	1	253	2	217, 147	-0,03	229	219,94439	206,5	233	46,17802	1751	Leak1 happens first	7,77838427642871	0,8	1	0,4	106,64	93,81					nan
240	2	113, 121, 125, 127, 171, 185, 197, 219, 225, 231, 237, 253	5	201, 101, 147, 151, 123	4	141, 189, 109, 111	0	240	0,16743	2964,5	215	1,14602	3317	Leak1 happens first	42,3054338429967	2	0,8	0,8	107,66	92,89					nan
241	2	113, 131, 149, 153, 197, 201, 219, 225, 231, 237, 251, 255	4	167, 215, 157, 177	5	113, 147, 193, 127, 163	0	219	9,21089	1606,5	135	4,0014	1997	Leak1 happens first	24,5795069724778	1,6	0,8	0,4	106,44	93,96					nan
242	1	113, 121, 125, 131, 153, 159, 161, 185, 201, 217, 219, 239	5	213, 163, 225, 189, 199	2	166, 107	0,02	101	115,65791	5057,5		0	0		29,3617173297625	1,6	1	1,6	109,93	91,03	0,999657534246575	0,999703440094899	0,999703440094899	0,999703440094899	['101' '103' '109' '105' '107' '111' '329' '133' '117' '289']	1	1	1
243	2	113, 121, 131, 145, 159, 197, 217, 219, 225, 231, 237, 239	5	125, 127, 255, 239, 197	4	205, 161, 157, 211	-0,04	103	1,65617	2181	199	5,21244	4341	Leak0 overlaps Leak1	19,3353856399426	1,6	1	0,4	107,49	93,06					nan
244	2	113, 121, 127, 145, 161, 171, 201, 219, 231, 239	5	237, 139, 217, 107, 115	3	151, 127, 111	0,05	277	30,36621	368,5	241	1,90946	44	Leak0 happens first	17,2579619826101	1,2	0,6	1,6	107,37	93,19					nan
245	2	115, 121, 125, 127, 145, 153, 159, 171, 219, 225, 239, 255	3	107, 201, 145	3	131, 217, 125	0,04	131	2,77241	513,5	311	34,12107	5500	Leak0 inside Leak1	16,1500654190348	1,6	0,6	1,6	107,79	92,81					nan
246	1	113, 115, 145, 149, 185, 197, 201, 225, 239, 251, 253, 255	4	231, 115, 237, 253	2	211, 177	-0,03	289	1,0067	3823		0	0		8,77617161194378	0,8	0,4	1,2	105,11	95,17					nan
247	1	113, 121, 127, 131, 145, 149, 153, 161, 197, 231, 237, 251	1	215	1	145	0,04	271	0,36851	1120		0	0		11,2536432590638	0,8	0,6	0,8	105,35	94,94					nan
248	1	113, 121, 131, 145, 153, 171, 185, 197, 201, 217, 225, 231, 239	1	213	3	163, 201, 113	0,01	191	4,06355	6477		0	0		1,73141002728715	1,2	0,4	0,8	104,74	95,48	0,999828767123288	1	0,999768429177924	0,999884201181148	['175' '177' '179' '181' '180' '221' '213' '321' '233' '231']	0	0	0
249	1	125, 127, 145, 153, 171, 185, 197, 217, 219, 225, 237, 251	2	159, 209	3	111, 207, 251	-0,04	193	14,74216	3185		0	0		5,02612610517394	1,2	0,4	1,6	106,32	94,09	0,999143835616438	0,998119122257053	0,999529116308272	0,998823621676731	['229' '203' '205' '231' '233' '202' '189' '187' '211' '325']	0	0	0
250	2	125, 131, 145, 149, 153, 159, 185, 197, 219, 251, 255	4	139, 207, 189, 215	1	197	-0,01	60	109,35804	1394	161	1,11644	441	Leak0 happens first	29,754837702385	0,8	0,4	1,2	105,11	95,17					nan
251	2	113, 131, 149, 159, 171, 185, 217, 219, 251	5	193, 145, 171, 105, 251	4	113, 213, 141, 139	-0,04	125	202,31328	2966,5	135	4,20777	849	Leak1 inside Leak0	29,9987948581269	1,2	0,4	2	107,12	93,41					nan
252	2	107, 113, 121, 125, 145, 149, 159, 201, 217, 237, 239, 251	3	119, 199, 253	2	143, 177	0,02	247	0,99709	701,5	301	13,61132	5318,5	Leak0 inside Leak1	39,396776070323	0,8	0,4	1,2	105,11	95,17					nan
253	1	125, 127, 145, 149, 153, 159, 161, 171, 185, 217, 225, 239	1	199	2	157, 145	0,03	180	11,72988	988,5		0	0		12,6936244156507	1,2	0,8	1,2	107,61	92,97	0,999543378995434	0,998986828774063	0,996966632962589	0,997975708502024	['175' '173' '147' '219' '221' '177' '217' '223' '116' '120']	0	0	0
254	1	113, 127, 131, 145, 171, 185, 197, 225, 237, 251, 255	3	237, 159, 251	4	213, 15, 167, 209	0,05	315	114,26207	138,5		0	0		11,8381880050284	0,4	0,4	2	106,28	94,17	0,999771689497717	0,996376811594203	0,989208633093525	0,992779783393502	['191' '189' '187' '185' '183' '315' '321' '193' '325' '181']	0	1	1
255	2	149, 153, 171, 185, 201, 217, 219, 225, 231, 251, 255	4	239, 219, 119, 251	2	15, 139	0,01	285	0,49367	5575,5	317	20,54412	3224,5	Leak0 overlaps Leak1	33,1073872786579	0,4	0,8	1,2	106,76	93,72					nan
256	2	113, 127, 131, 145, 149, 159, 171, 197, 225, 231, 251	5	203, 231, 197, 191, 109	5	143, 199, 167, 185, 211	-0,01	179	40,18952	1623	303	21,2587	4030	Leak0 inside Leak1	41,4702454514204	1,6	1	1,6	109,93	91,03					nan
257	1	113, 131, 153, 171, 197, 217, 219, 239, 251, 255	1	103	2	125, 189	-0,02	293	0,88706	536,5		0	0		17,3458750790068	1,6	0,6	0,4	105,4	94,87					nan
258	2	113, 125, 127, 131, 149, 153, 171, 185, 217, 239, 251, 255	3	101, 115, 145	5	163, 237, 229, 147, 193	0	179	1,49703	5047,5	285	14,28506	4451,5	Leak0 overlaps Leak1	34,6141067281433	0,8	0,8	0,8	106,39	94,03					nan
259	1	121, 145, 159, 171, 185, 201, 217, 225, 251, 255	5	239, 203, 237, 251, 243	1	149	-0,02	113	1,18662	198,5		0	0		9,95974845515392	1,2	0,8	0,4	106,02	94,34					nan
260	1	121, 125, 149, 153, 171, 201, 217, 219, 225, 231, 237, 239	2	203, 101	4	113, 111, 177, 171	0,02	60	168,36207	2766,5		0	0		23,7816407589644	2	0,4	0,8	105,57	94,71	0,999600456621005	0,999277326106594	0,999457896638959	0,999367603216189	['40' '20' '50' '133' '329' '135' '137' '289' '145' '101']	0	0	0
261	2	113, 125, 131, 145, 149, 153, 161, 171, 197, 225, 237, 251, 255	2	157, 161	3	253, 255, 207	0	153	55,19048	3177	325	2,08509	6078,5	Leak1 overlaps Leak0	9,21038420949293	1,6	0,4	1,2	105,94	94,4					nan
262	2	107, 113, 121, 127, 131, 149, 185, 197, 217, 225, 251	1	121	5	205, 193, 161, 189, 225	-0,04	287	1,08997	5368	131	4,5905	843,5	Leak0 happens first	5,525	0,8	0,8	1,2	107,19	93,34					nan
263	1	121, 131, 145, 149, 159, 185, 225, 231, 251, 255	2	151, 119	4	189, 255, 251, 131	0,04	103	5,25824	2736		0	0		34,8339248294068	0,8	0,4	1,6	105,9	94,47					nan
264	2	121, 127, 131, 145, 149, 153, 171, 197, 217, 237, 251, 255	5	107, 205, 163, 15, 166	1	239	0,03	121	1,29132	3870	231	129,01125	735,5	Leak0 happens first	13,7540920775668	2	0,6	0,8	106,61	93,79					nan
265	2	121, 125, 127, 131, 145, 159, 185, 197, 219, 225, 231	2	219, 201	5	239, 145, 127, 209, 163	0,05	191	4,06945	150,5	231	1,48718	3811,5	Leak1 happens first	8,0374041148086	0,8	0,6	1,2	106,14	94,25					nan
266	1	113, 115, 121, 145, 149, 159, 167, 225, 237, 251	2	219, 143	4	163, 113, 201, 161	0	247	9,16787	444		0	0		6,29791260485545	1,2	0,2	1,2	104,5	95,71	0,999828767123288	1	0,996625421822272	0,99830985915493	['243' '245' '257' '251' '247' '249' '261' '269' '263' '241']	0	1	1
267	2	113, 125, 127, 131, 149, 161, 171, 185, 197, 225, 239, 251, 255	1	205	2	123, 107	-0,03	291	1,02545	3212,5	285	36,74631	2992	Leak0 overlaps Leak1	7,73141817832516	0,4	0,2	1,6	104,45	95,78					nan
268	1	113, 125, 131, 145, 153, 159, 185, 197, 201, 219, 225, 231	2	219, 253	5	141, 107, 251, 193, 109	0	233	247,90787	1274		0	0		10,009332738258	0,8	0,6	0,4	104,57	95,64	0,998915525114155	0,993754879000781	0,998823067869753	0,996282527881041	['235' '323' '233' '231' '317' '204' '319' '202' '229' '205']	0	1	1
269	1	121, 127, 131, 145, 153, 161, 201, 217, 219, 237, 251, 255	3	185, 166, 189	1	149	0,03	177	17,04799	8138,5		0	0		16,4151342166838	1,2	1	1,2	108,68	92,07	0,999771689497717	0,999938559842713	0,999815702174714	0,999877127234749	['173' '175' '120' '123' '177' '297' '221' '171' '121' '122']	0	1	1
270	1	113, 125, 131, 149, 153, 157, 171, 197, 217, 219, 225, 255	3	163, 209, 153	2	207, 213	0,03	173	99,21691	2568		0	0		3,83865692533782	1,6	0,4	2	107,55	93,03	0,998573059360731	0,995733126454616	0,999416001557329	0,997571164869329	['329' '131' '125' '129' '145' '169' '122' '123' '147' '163']	0	0	1
271	2	113, 127, 131, 149, 159, 185, 197, 201, 219, 251, 255	3	141, 115, 243	2	109, 205	0,03	191	175,4932	1467	137	2,05768	728	Leak1 overlaps Leak0	7,94047583223192	1,2	1	0,4	107,07	93,43					nan
272	2	113, 125, 127, 131, 145, 149, 185, 201, 217, 251	3	237, 166, 231	4	121, 209, 109, 141	0,02	229	9,26316	634,5	202	1,55667	4165,5	Leak0 happens first	3,70704598105633	2	0,4	2	107,97	92,66					nan
273	1	113, 121, 149, 157, 185, 197, 201, 217, 219, 239, 251, 255	3	213, 177, 203	2	35, 167	0,02	209	16,43156	17		0	0		10,4178013932234	1,6	0,6	1,2	106,98	93,49	0,999828767123288	1	0,914285714285714	0,955223880597015	['207' '211' '325' '203' '199' '313' '195' '193' '197' '315']	0	0	1
274	1	121, 125, 127, 131, 149, 159, 171, 201, 217, 219, 225, 255	1	219	4	255, 203, 166, 161	0,04	151	0,54414	2553,5		0	0		3,79	1,6	0,4	2	107,55	93,03	0,707648401826484	0	0	0	['125' '123' '129' '169' '171' '163' '161' '159' '155' '173']	0	0	0
275	1	125, 127, 145, 149, 153, 159, 161, 171, 185, 231, 251, 255	4	255, 177, 205, 111	5	163, 113, 191, 109, 127	0	221	13,49474	2278		0	0		33,670199303313	1,6	0,4	0,8	105,15	95,09	0,997317351598174	1	0,989686197059469	0,994816367045329	['217' '219' '223' '213' '311' '116' '186' '221' '215' '225']	0	1	1
276	2	113, 125, 127, 149, 161, 185, 201, 217, 219, 251	2	131, 177	5	166, 109, 203, 193, 171	-0,01	121	0,39109	2932,5	281	25,94861	648,5	Leak1 inside Leak0	10,909350436105	2	0,2	1,2	105,33	94,93					nan
277	2	113, 121, 125, 127, 131, 153, 159, 171, 197, 219, 239, 255	2	247, 149	4	157, 203, 139, 105	0,05	189	14,00488	5655,5	323	8,43312	111,5	Leak0 happens first	11,003536204027	1,6	0,8	0,8	107,23	93,27					nan
278	2	113, 125, 127, 159, 161, 185, 217, 225, 239, 251, 255	1	237	4	255, 219, 207, 107	0,03	311	7,00049	3516,5	180	0,65479	541	Leak1 happens first	1,7880709460614	0,8	0,4	0,8	104,33	95,87					nan
279	1	113, 121, 127, 131, 145, 149, 159, 201, 219, 225, 231, 239	4	201, 123, 157, 243	3	149, 103, 229	0,05	287	0,07501	3619		0	0		9,92830241300441	1,6	0,4	0,8	105,15	95,09					nan
280	1	107, 113, 121, 145, 159, 161, 171, 201, 219, 225, 239, 253	3	101, 153, 203	5	185, 247, 151, 161, 199	0	117	3,99412	2087,5		0	0		24,5849972676458	1,6	0,8	0,8	107,23	93,27					nan
281	2	113, 121, 125, 131, 145, 149, 153, 185, 197, 201, 217, 251	2	197, 219	2	191, 123	0,01	305	69,44531	2229	277	0,63272	2742,5	Leak1 overlaps Leak0	7,62594413254069	1,6	0,2	1,2	104,91	95,32					nan
282	1	121, 125, 127, 131, 149, 153, 159, 185, 197, 217, 219, 225	4	105, 35, 237, 239	4	117, 103, 157, 131	0,01	309	0,15304	461,5		0	0		20,2172355942813	2	0,6	0,4	105,82	94,49	0,946803652968037	0	0	0	['117' '307' '115' '112' '119' '301' '305' '113' '114' '107']	0	0	0
283	1	121, 131, 145, 149, 157, 159, 217, 219, 231	3	199, 215, 201	1	141	0,05	231	5,74419	866,5		0	0		29,6973204333441	0,8	0,2	1,2	104,09	96,1	0,90148401826484	1	0,00461361014994233	0,00918484500574053	['243' '251' '247' '257' '249' '245' '241' '269' '261' '263']	0	0	0
284	1	113, 121, 125, 145, 171, 197, 201, 219, 225, 239, 251, 255	4	191, 105, 225, 213	1	113	-0,01	185	7,22145	4241		0	0		33,258703173791	1,2	0,4	0,8	104,74	95,48	0,54708904109589	1	0,064599787810916	0,121359760823829	['116' '223' '217' '219' '225' '114' '113' '311' '119' '305']	0	0	0
285	2	113, 121, 127, 161, 171, 185, 217, 219, 225, 231, 239, 255	1	191	1	149	0,03	269	11,88744	1654,5	123	17,93567	5812,5	Leak1 happens first	10,5839836855742	1,6	0,2	1,6	105,7	94,63					nan
286	2	113, 115, 125, 127, 131, 159, 197, 217, 219, 231, 251, 255	2	105, 147	1	217	0,02	149	0,67356	121,5	293	0,07803	3364,5	Leak0 inside Leak1	19,415894307644	1,6	1	2	110,76	90,37					nan
287	1	127, 131, 145, 149, 159, 171, 185, 197, 217, 219, 237, 251	4	141, 131, 166, 113	3	251, 147, 225	-0,02	115	0,49874	2082,5		0	0		7,16305618419199	0,8	0,6	2	107,75	92,89					nan
288	1	125, 127, 131, 149, 153, 159, 217, 225, 237, 239, 251	4	145, 199, 107, 185	1	213	0	303	19,13139	4279,5		0	0		25,8367787006601	1,6	0,8	0,8	107,23	93,27	0,999657534246575	0,999883122954652	0,999415887850467	0,999649450806263	['223' '121' '116' '217' '297' '219' '299' '311' '225' '303']	0	1	1
289	1	127, 131, 145, 149, 161, 201, 219, 225, 239, 251, 255	1	207	5	231, 123, 147, 105, 197	-0,02	315	0,91861	3676		0	0		7,51384377707098	0,8	1	2	109,89	91,11					nan
290	2	121, 125, 157, 159, 171, 185, 197, 219, 225, 231, 239, 251	1	185	5	253, 213, 111, 199, 113	-0,01	221	0,07806	1079,5	299	10,28968	748,5	Leak1 happens first	4,774	0,8	0,4	1,2	105,11	95,17					nan
291	1	121, 127, 131, 149, 159, 161, 185, 225, 251, 255	2	189, 167	4	207, 141, 105, 209	0,03	263	46,69409	3194,5		0	0		13,3534554032917	0,8	1	1,6	109,06	91,77	0,999828767123288	1	0,999530516431925	0,999765203099319	['261' '251' '249' '247' '257' '245' '269' '263' '243' '271']	0	1	1
292	1	107, 113, 149, 159, 185, 201, 217, 219, 225, 239, 255	5	215, 145, 251, 231, 143	2	131, 239	0,03	325	6,86448	1278		0	0		17,5113956161393	1,6	0,4	0,8	105,15	95,09	0,999086757990868	0,999214145383104	0,994524833789597	0,996863974911799	['243' '245' '261' '247' '251' '249' '257' '241' '269' '263']	0	0	0
293	2	131, 145, 149, 153, 157, 159, 171, 185, 201, 217, 219, 237	1	109	4	121, 103, 131, 251	-0,04	131	38,33266	364,5	113	1,71052	94,5	Leak0 happens first	22,5168523677339	2	0,4	1,6	107,16	93,33					nan
294	1	113, 121, 131, 145, 149, 153, 217, 219, 225, 231, 251, 255	2	125, 161	1	35	0	181	6,74158	3400		0	0		6,41393425856746	2	0,8	0,4	106,86	93,58	0,999486301369863	0,99970570924073	0,998970739597118	0,999338089284401	['175' '177' '173' '179' '181' '180' '321' '171' '183' '185']	0	1	1
295	1	131, 145, 149, 153, 159, 171, 197, 217, 219, 251, 255	1	149	2	197, 121	-0,03	147	3,62471	1155,5		0	0		3,675	1,6	0,2	1,6	105,7	94,63	0,977511415525114	0,997923156801661	0,831314878892734	0,90703161868806	['186' '205' '209' '213' '202' '203' '221' '215' '309' '311']	0	0	0
296	1	121, 127, 131, 145, 153, 157, 159, 185, 231, 239, 251, 255	1	229	2	185, 213	-0,02	289	18,18146	1700		0	0		7,81976848465962	0,8	0,4	2	106,7	93,79	0,999828767123288	1	0,999117906498089	0,999558758640977	['293' '287' '291' '295' '285' '289' '281' '283' '277' '275']	0	1	1
297	2	107, 113, 121, 131, 153, 161, 171, 197, 217, 225, 231, 237, 251	5	201, 219, 199, 111, 197	5	149, 131, 231, 157, 185	0,04	263	0,49461	4420,5	60	289,59094	340	Leak0 happens first	43,8306296048501	0,8	0,8	2	108,81	91,99					nan
298	2	113, 125, 127, 131, 153, 185, 197, 201, 217, 225, 251, 255	5	247, 225, 117, 125, 147	3	203, 115, 251	0,02	116	17,02478	996	293	0,98184	1201,5	Leak1 happens first	25,6735517491703	0,8	0,4	0,4	103,55	96,57					nan
299	2	113, 127, 145, 149, 171, 185, 217, 219, 237, 255	4	167, 159, 199, 243	1	145	0,03	177	1,1942	1435,5	247	57,34751	4372,5	Leak1 happens first	19,8982880607549	0,8	0,2	0,8	103,31	96,8					nan
300	1	113, 121, 125, 131, 149, 157, 161, 197, 201, 231, 237, 239, 253	1	153	4	215, 113, 161, 209	0,04	281	1,01677	117,5		0	0		6,22171950213986	2	0,4	2	107,97	92,66					nan
301	2	121, 127, 149, 153, 159, 161, 171, 185, 201, 217, 225, 255	3	131, 107, 193	2	147, 191	0,01	155	23,29446	260	299	0,11466	1567	Leak0 happens first	17,5632546718672	0,4	0,6	1,6	106,52	93,94					nan
302	1	121, 125, 131, 145, 149, 159, 161, 201, 217, 225, 231, 255	2	123, 103	3	193, 207, 127	0,02	186	1,88162	128,5		0	0		14,2982400350248	1,6	0,2	0,8	104,13	96,02					nan
303	1	145, 149, 159, 161, 171, 185, 217, 225, 239, 251, 255	3	253, 243, 151	5	139, 145, 161, 166, 255	0,04	311	1,03479	941,5		0	0		20,5012781320237	0,4	0,6	0,8	104,93	95,32					nan
304	2	115, 125, 131, 145, 171, 197, 219, 225, 239, 251	3	161, 103, 197	2	131, 145	0,05	171	59,36644	2455,5	215	0,28945	3605	Leak1 overlaps Leak0	18,5378217363059	0,4	0,6	1,2	105,72	94,63					nan
305	2	125, 145, 149, 153, 161, 185, 201, 219, 239, 251, 255	3	113, 143, 125	2	219, 111	0	273	2,17412	4401	223	26,88453	136	Leak0 happens first	6,62459050590921	0,8	0,8	0,8	106,39	94,03					nan
306	1	113, 121, 125, 153, 159, 171, 201, 219, 231, 237, 239, 251, 255	3	119, 109, 209	2	253, 153	-0,04	240	2,72476	4422		0	0		49,1971906281335	2	0,4	1,2	106,36	94,02					nan
307	2	121, 125, 153, 157, 159, 171, 219, 225, 231, 251	5	107, 189, 109, 211, 161	1	127	-0,04	185	14,02696	4537,5	313	0,62091	1227,5	Leak1 inside Leak0	45,5013612571959	1,2	0,4	2	107,12	93,41					nan
308	1	113, 115, 121, 125, 127, 145, 153, 161, 171, 217, 225, 239, 251	1	113	5	237, 189, 207, 255, 177	0	115	16,59102	1365,5		0	0		4,081	1,6	0,8	0,8	107,23	93,27	0,999429223744292	0,997441520467836	0,998901903367496	0,998171177761522	['115' '307' '305' '117' '119' '301' '112' '303' '299' '111']	1	1	1
309	1	113, 127, 131, 145, 159, 161, 171, 197, 201, 225, 231, 251	5	251, 243, 193, 107, 207	5	149, 147, 217, 191, 177	0	131	183,81801	2875		0	0		23,7713547522452	0,4	0,8	0,8	105,97	94,41	0,999828767123288	1	0,999478351591028	0,9997391077485	['169' '161' '163' '129' '171' '159' '155' '125' '153' '149']	0	0	1
310	1	113, 121, 127, 131, 161, 171, 197, 219, 225, 239, 251	4	121, 159, 117, 35	1	119	-0,04	125	69,99578	289,5		0	0		21,2362939590377	0,4	0,4	0,8	103,91	96,25	0,999828767123288	1	0,994827586206897	0,997407087294728	['123' '173' '125' '129' '171' '122' '175' '169' '163' '120']	0	1	1
311	2	113, 127, 131, 145, 153, 159, 161, 185, 201, 225, 231, 251	4	213, 237, 153, 119	4	111, 131, 171, 177	0,03	171	41,45628	4148,5	147	0,4953	2266,5	Leak0 happens first	28,8704723752053	1,6	0,8	1,2	108,04	92,59					nan
312	1	113, 125, 145, 149, 159, 161, 171, 197, 201, 225, 231, 251	4	109, 127, 177, 103	5	163, 219, 197, 131, 151	0,05	313	31,06801	5232		0	0		48,4521791357758	0,8	0,4	1,2	105,11	95,17	0,999372146118722	0,999904361132364	0,999044433827043	0,999474212513742	['114' '225' '113' '112' '119' '116' '307' '305' '223' '301']	0	0	0
313	1	113, 127, 131, 145, 161, 167, 171, 217, 225, 251, 255	2	211, 153	3	219, 203, 253	0,04	181	54,51402	284,5		0	0		6,66030663336464	0,8	0,4	1,6	105,9	94,47	0,999714611872146	0,996485061511424	0,994736842105263	0,995610184372256	['177' '179' '181' '180' '321' '175' '183' '185' '309' '187']	0	1	1
314	2	125, 127, 131, 145, 159, 171, 185, 201, 217, 231, 251, 255	5	197, 191, 115, 201, 111	3	121, 157, 109	0	115	0,9123	4576	329	65,45771	2565	Leak1 overlaps Leak0	32,9149916567522	0,8	1	1,2	108,25	92,44					nan
315	2	121, 145, 149, 157, 161, 171, 185, 197, 201, 225, 239, 251, 255	1	239	5	143, 209, 171, 166, 115	0,02	50	12,0529	1451,5	305	2,09318	4023,5	Leak1 happens first	3,577	0,8	0,4	0,8	104,33	95,87					nan
316	1	113, 115, 125, 131, 149, 153, 171, 185, 237, 239, 251, 255	4	185, 147, 149, 15	3	151, 123, 231	0	245	98,82662	5700,5		0	0		8,46031029416001	1,6	0,4	0,8	105,15	95,09	0,999828767123288	1	0,999736888265217	0,999868426823385	['243' '247' '257' '249' '251' '245' '261' '241' '269' '263']	0	1	1
317	1	125, 127, 149, 161, 171, 185, 197, 217, 225, 251, 255	3	171, 243, 215	4	153, 107, 141, 101	0,02	325	0,10392	2039		0	0		15,7923635086061	1,6	0,4	0,8	105,15	95,09	0,767979452054795	1	0,00343221377788674	0,00684094795993159	['111' '109' '240' '105' '238' '241' '107' '243' '249' '247']	0	0	0
318	1	113, 121, 125, 145, 185, 217, 219, 225, 231, 239, 251	1	166	4	35, 231, 149, 143	0,04	204	5,09911	578,5		0	0		0,315920461862794	2	0,6	1,6	108,22	92,43	0,997146118721461	0,96089850249584	0,997409326424871	0,978813559322034	['329' '131' '145' '137' '135' '133' '147' '20' '149' '151']	0	0	0
319	1	113, 121, 127, 131, 153, 161, 171, 185, 197, 231, 255	5	203, 107, 237, 185, 231	1	149	-0,02	221	0,07471	4275,5		0	0		16,1634746727727	1,2	0,8	1,6	108,42	92,29					nan
320	1	113, 131, 145, 149, 159, 171, 217, 225, 251	2	213, 159	1	219	-0,04	120	1,69246	792,5		0	0		5,6102762673518	1,2	0,8	1,6	108,42	92,29					nan
321	2	115, 125, 159, 167, 185, 201, 217, 225, 231, 237, 251	5	185, 251, 199, 105, 161	3	141, 107, 123	0,05	109	49,54763	909,5	238	16,57882	107,5	Leak1 overlaps Leak0	36,5308457555711	1,6	1	2	110,76	90,37					nan
322	1	127, 145, 149, 159, 161, 201, 219, 225, 231, 237, 239, 255	3	151, 145, 15	1	211	0,04	251	1,03163	7035		0	0		19,2491053202299	0,4	0,8	2	108,38	92,36					nan
323	2	121, 125, 145, 149, 153, 161, 171, 201, 225, 239, 251, 255	4	113, 163, 213, 211	4	139, 253, 203, 107	0,04	145	0,76521	2539	60	6,41748	1085,5	Leak0 happens first	5,55370118366719	1,2	0,2	1,2	104,5	95,71					nan
324	1	113, 121, 145, 159, 171, 185, 197, 201, 217, 239, 255	4	105, 209, 101, 111	1	123	0,05	207	0,40073	885		0	0		52,4474568110941	1,2	0,8	0,4	106,02	94,34					nan
325	2	121, 127, 153, 159, 171, 197, 217, 219, 225, 231, 239, 255	4	167, 145, 229, 171	1	151	0,05	281	4,01406	7081,5	309	0,34127	887,5	Leak1 inside Leak0	15,3736050317915	1,2	1	1,2	108,68	92,07					nan
326	2	127, 131, 149, 185, 201, 217, 219, 225, 231, 239, 251, 255	4	111, 159, 229, 103	4	219, 131, 115, 119	0,05	271	3,0609	4011,5	103	1,1095	6491	Leak0 inside Leak1	39,5910048082261	0,4	0,2	1,6	104,45	95,78					nan
327	1	113, 121, 127, 145, 149, 153, 161, 185, 201, 219, 225	4	131, 191, 121, 101	2	153, 119	0	119	1,13826	1210		0	0		33,3040649051326	2	0,8	1,2	108,46	92,21					nan
328	1	113, 121, 127, 145, 171, 185, 217, 231, 239	1	213	1	141	-0,02	205	1,13479	2964,5		0	0		1,91560232159468	0,8	0,4	0,8	104,33	95,87	0,664041095890411	1	0,00741989881956155	0,0147304988282558	['238' '237' '239' '319' '204' '240' '213' '311' '217' '219']	0	0	0
329	1	131, 145, 149, 153, 159, 161, 185, 197, 217, 225, 251	1	193	4	185, 105, 253, 113	0,01	303	0,90302	176,5		0	0		7,57823803602913	1,6	0,2	0,8	104,13	96,02					nan
330	1	115, 121, 125, 127, 153, 197, 201, 217, 219, 225, 255	4	159, 191, 139, 247	3	217, 209, 243	-0,04	213	0,36544	737		0	0		22,7632729055324	0,8	0,8	0,8	106,39	94,03					nan
331	2	115, 125, 131, 145, 149, 171, 185, 201, 217, 225, 251, 255	4	229, 101, 205, 166	1	125	-0,01	249	0,373	159	169	0,96103	1891,5	Leak0 inside Leak1	34,1334997379936	1,2	0,6	0,8	105,77	94,56					nan
332	1	113, 127, 131, 149, 153, 159, 171, 185, 197, 201, 219, 251	3	115, 203, 189	5	231, 153, 149, 147, 143	0,04	181	5,92074	443,5		0	0		18,9319671717792	0,8	0,4	1,6	105,9	94,47	0,993892694063927	0,991194968553459	0,887387387387387	0,936423054070113	['123' '120' '173' '171' '122' '125' '163' '169' '129' '161']	0	0	0
333	2	113, 121, 131, 149, 153, 167, 171, 185, 219, 231, 251, 255	5	229, 191, 207, 121, 157	2	211, 123	0	307	15,78248	501,5	325	0,47093	986,5	Leak1 happens first	32,1874058686003	1,2	0,4	0,4	103,96	96,18					nan
334	1	127, 131, 153, 159, 161, 171, 197, 201, 225, 251, 255	1	217	4	209, 101, 131, 161	0,04	231	177,06648	3409,5		0	0		2,86618575043718	1,2	0,2	1,2	104,5	95,71	0,997945205479452	0,995182481751825	0,999560117302053	0,997366495976591	['122' '120' '125' '297' '123' '121' '173' '129' '171' '163']	0	0	0
335	1	115, 121, 131, 145, 149, 153, 171, 225, 239, 251, 253, 255	1	101	5	189, 103, 163, 243, 191	-0,02	179	180,36887	2546		0	0		21,5750472283276	0,8	1	0,8	107,44	93,12	0,999714611872146	0,999607227022781	0,999410956214412	0,999509081983309	['179' '180' '181' '321' '177' '183' '185' '309' '211' '313']	1	1	1
336	1	121, 125, 127, 145, 149, 153, 159, 185, 197, 219, 225, 237, 255	5	105, 199, 213, 225, 201	3	151, 171, 191	-0,04	195	0,1927	3755		0	0		35,9014496504053	0,8	0,4	1,2	105,11	95,17	0,571746575342466	1	0,00106510451338038	0,00212794254555127	['213' '217' '311' '219' '186' '221' '223' '205' '202' '209']	0	0	0
337	1	113, 121, 131, 145, 149, 159, 185, 201, 237, 239	1	191	4	251, 145, 215, 35	0,05	283	16,6596	301		0	0		10,6126283836022	2	1	1,6	110,36	90,66	0,999657534246575	0,995024875621891	0,995024875621891	0,995024875621891	['241' '243' '249' '247' '257' '251' '245' '261' '269' '263']	0	0	0
338	2	113, 131, 159, 171, 185, 197, 201, 219, 225, 239	3	101, 201, 209	3	15, 225, 117	0,04	325	0,88367	814	243	95,37479	487	Leak0 happens first	26,0769972663853	1,6	0,4	0,8	105,15	95,09					nan
339	1	115, 121, 125, 127, 145, 153, 159, 171, 197, 217, 219, 237, 239, 251	5	177, 193, 209, 197, 151	1	15	0,02	183	212,55597	3288,5		0	0		32,1962473707357	1,2	0,2	0,8	103,72	96,41	0,999771689497717	0,999847931873479	0,999543934326543	0,999695909989357	['321' '181' '180' '183' '179' '185' '187' '211' '189' '325']	0	1	1
340	2	121, 125, 127, 131, 145, 159, 197, 219, 225, 231, 251, 255	3	127, 215, 123	5	109, 209, 225, 143, 211	0,02	101	1,87197	328	113	13,34324	1583,5	Leak1 happens first	12,6031774923899	1,6	0,6	0,4	105,4	94,87					nan
341	1	121, 127, 131, 159, 167, 171, 185, 201, 217, 219, 231, 253	3	189, 145, 253	5	103, 15, 105, 141, 127	0	173	166,3384	363,5		0	0		19,0934981055356	0,8	0,8	1,6	108	92,66	0,999828767123288	1	0,995879120879121	0,997935306262904	['173' '175' '123' '177' '122' '171' '179' '180' '181' '125']	1	1	1
342	1	121, 127, 131, 145, 153, 185, 201, 219, 225, 231, 251, 255	5	101, 191, 237, 247, 219	3	251, 115, 127	0,02	120	0,72779	1355,5		0	0		44,2591989041593	1,6	0,8	0,4	106,44	93,96					nan
343	1	113, 115, 125, 127, 145, 159, 161, 167, 171, 185, 217, 219, 251	1	139	3	159, 185, 251	0,03	114	9,02776	820,5		0	0		0,607360390800309	1,6	0,2	2	106,5	93,94	0,996974885844749	0,970396684428656	0,998172959805116	0,984088862203542	['105' '103' '109' '107' '101' '111' '297' '117' '115' '121']	0	0	1
344	1	121, 125, 145, 159, 161, 185, 197, 217, 225, 237, 239, 251	4	231, 255, 243, 131	5	213, 109, 193, 141, 166	-0,02	213	0,46659	3034		0	0		11,2398793908738	1,6	0,6	1,6	107,79	92,81					nan
345	1	127, 131, 145, 153, 159, 171, 185, 197, 219, 239, 251, 255	2	115, 243	5	163, 161, 209, 159, 143	0,02	105	45,29736	2143		0	0		6,87362152794287	2	0,6	1,2	107,41	93,11	0,999657534246575	0,999300209937019	0,999300209937019	0,999300209937019	['103' '105' '109' '101' '107' '111' '117' '115' '329' '145']	0	1	1
346	1	113, 127, 131, 145, 153, 171, 197, 219, 225, 231, 251, 255	4	211, 153, 131, 225	5	151, 101, 177, 145, 219	0	243	14,88324	2555		0	0		12,0299478299852	1,2	0,8	1,6	108,42	92,29	0,999771689497717	1	0,999217374290745	0,999608533959679	['241' '261' '263' '243' '245' '249' '247' '257' '251' '271']	0	1	1
347	2	121, 125, 127, 149, 153, 159, 171, 197, 217, 239, 251, 255	5	231, 113, 149, 177, 103	1	105	-0,01	175	14,4436	3672	159	2,31651	1897,5	Leak1 inside Leak0	27,0932566883597	0,4	0,6	1,6	106,52	93,94					nan
348	2	121, 125, 131, 149, 171, 197, 201, 217, 219, 225, 251, 255	3	163, 153, 147	1	35	-0,04	169	11,09441	6863,5	221	0,45838	6939	Leak1 overlaps Leak0	7,13339629024452	0,8	0,4	1,6	105,9	94,47					nan
349	2	131, 149, 153, 159, 185, 197, 201, 219, 225, 231, 239, 251	2	201, 237	3	217, 225, 141	-0,01	169	0,09545	1106,5	202	0,15658	239,5	Leak0 happens first	4,75947814895449	1,6	0,2	0,8	104,13	96,02					nan
350	2	113, 149, 159, 171, 185, 197, 201, 217, 225, 237	4	231, 217, 199, 151	1	161	-0,03	261	0,97652	693	245	69,58979	394,5	Leak0 overlaps Leak1	35,4818610002385	2	0,6	1,2	107,41	93,11					nan
351	2	125, 131, 145, 153, 159, 161, 171, 185, 217, 225, 251, 255	3	203, 197, 101	2	231, 239	0	238	9,61839	200,5	223	25,67082	4928	Leak1 happens first	27,0237766966998	0,4	0,4	0,8	103,91	96,25					nan
352	2	121, 127, 131, 145, 149, 159, 185, 197, 201, 217, 219, 251	3	161, 217, 211	2	147, 149	0,04	173	33,95069	3675	285	35,19039	151,5	Leak1 happens first	6,44031368547873	0,4	0,4	0,4	103,14	96,96					nan
353	1	113, 115, 121, 131, 145, 149, 153, 159, 161, 185, 217, 219	1	161	2	139, 167	0	171	8,9185	5108		0	0		4,883	1,2	1	1,6	109,5	91,4	0,999714611872146	0,999804228660924	0,999706371733386	0,999755297802574	['173' '171' '123' '175' '129' '163' '169' '125' '120' '122']	0	1	1
354	2	113, 121, 125, 159, 171, 185, 197, 225, 231, 251	4	253, 201, 121, 237	4	171, 213, 167, 225	0,02	113	58,64511	1721,5	129	1,43292	935,5	Leak1 overlaps Leak0	14,5037107933971	1,2	0,4	2	107,12	93,41					nan
355	1	113, 125, 145, 149, 153, 157, 159, 171, 185, 219, 231, 237	4	243, 199, 121, 203	5	253, 143, 139, 103, 219	0,04	181	1,4824	432		0	0		18,2269592068507	1,6	0,2	0,4	103,36	96,73					nan
356	2	121, 127, 131, 149, 153, 159, 167, 171, 201, 219, 225, 239	5	185, 207, 159, 219, 237	1	189	-0,03	319	39,91376	763	301	0,04962	1306,5	Leak1 happens first	18,8588564732852	2	0,8	1,2	108,46	92,21					nan
357	1	121, 145, 149, 157, 159, 171, 217, 219, 225, 251	5	171, 125, 209, 207, 177	5	101, 189, 123, 213, 193	0,01	239	16,35951	4268		0	0		23,7382576587498	0,8	0,8	1,6	108	92,66	0,999543378995434	1	0,999062902659014	0,999531231688738	['319' '204' '317' '239' '237' '235' '323' '202' '205' '238']	0	1	1
358	2	121, 127, 131, 153, 159, 185, 201, 225, 231, 251, 255	2	109, 141	3	101, 105, 255	0	323	0,45389	188	116	1,93205	145	Leak1 happens first	28,3295119961741	2	0,2	2	106,92	93,56					nan
359	2	113, 121, 125, 131, 145, 153, 159, 185, 217, 225, 255	1	171	4	211, 141, 159, 177	0	283	1,86471	3875	105	26,31054	1791	Leak1 inside Leak0	4,78892358118714	1,6	0,6	2	108,61	92,14					nan
360	2	113, 121, 145, 159, 171, 197, 201, 217, 219, 225, 239, 251	2	205, 107	4	217, 121, 127, 117	0	297	5,13001	85	281	1,40981	1504,5	Leak0 happens first	14,2486524956368	2	0,4	0,4	104,78	95,41					nan
361	2	107, 113, 121, 127, 145, 149, 157, 201, 225, 239, 251, 255	4	205, 141, 145, 217	5	207, 185, 219, 247, 157	-0,02	295	1,65512	421	149	2,24606	3693,5	Leak1 happens first	11,8353734628578	1,2	0,8	0,8	106,81	93,65					nan
362	1	127, 131, 145, 149, 153, 157, 167, 217, 219, 231, 251, 255	3	15, 107, 177	1	143	0	309	0,1019	1764,5		0	0		12,9958049311139	0,4	0,4	1,6	105,48	94,86					nan
363	1	113, 127, 131, 145, 149, 153, 159, 217, 219, 231, 239	5	123, 253, 149, 115, 229	1	127	-0,04	281	3,80515	205,5		0	0		20,8741585425004	1,2	0,8	0,4	106,02	94,34					nan
364	2	121, 131, 145, 171, 197, 201, 217, 219, 225, 237, 251	3	15, 113, 167	5	189, 199, 215, 159, 209	0	153	1,53381	5351,5	238	62,92738	3550	Leak1 inside Leak0	4,22948173855345	1,6	0,8	1,2	108,04	92,59					nan
365	1	121, 131, 157, 159, 185, 197, 213, 219, 231, 237, 239	3	191, 211, 111	3	209, 167, 151	0,04	187	13,35271	677		0	0		25,6986454469923	1,2	0,6	1,6	107,37	93,19	0,997945205479452	0,999242997728993	0,974169741697417	0,986547085201794	['114' '113' '225' '307' '119' '112' '305' '301' '115' '116']	0	0	0
366	1	121, 131, 145, 149, 159, 171, 197, 231, 251, 253	4	229, 213, 147, 211	4	197, 171, 205, 201	0,05	153	49,49265	682,5		0	0		10,1118085597506	0,8	0,8	1,6	108	92,66	0,999771689497717	0,999266862170088	0,997803806734993	0,998534798534799	['159' '161' '155' '153' '149' '151' '169' '129' '147' '163']	0	1	1
367	1	125, 149, 153, 159, 171, 185, 197, 201, 217, 219, 225, 231, 255	1	121	3	171, 185, 151	-0,02	153	0,77675	485		0	0		4,67933371170397	1,2	0,6	1,2	106,56	93,87	0,943949771689498	0	0	0	['329' '213' '311' '215' '209' '309' '217' '219' '221' '186']	0	0	0
368	1	113, 127, 131, 145, 197, 201, 217, 219, 239, 251, 255	5	197, 185, 101, 113, 205	2	109, 215	0,01	117	0,43567	1687		0	0		35,646888966359	1,6	0,4	1,6	106,74	93,71	0,807134703196347	0	0	0	['111' '107' '115' '117' '105' '109' '103' '112' '307' '113']	0	1	1
369	2	113, 131, 149, 153, 157, 185, 219, 225, 231, 255	2	131, 253	2	166, 163	0,03	233	1,31923	3362,5	293	1,08929	4224,5	Leak1 overlaps Leak0	10,6710382883739	1,2	0,8	2	109,24	91,62					nan
370	1	121, 127, 131, 149, 153, 159, 171, 197, 217, 231, 251, 255	3	151, 189, 163	4	199, 103, 251, 203	0,01	301	0,79155	781,5		0	0		33,6033078131831	1,2	0,6	1,6	107,37	93,19					nan
371	1	115, 131, 145, 153, 159, 185, 197, 217, 219, 239, 251, 255	2	115, 157	4	117, 153, 147, 131	-0,02	204	14,19576	6098		0	0		11,1177359854196	2	0,4	0,8	105,57	94,71	0,999771689497717	0,999917999179992	0,999754037878167	0,99983601180715	['202' '205' '203' '233' '231' '186' '323' '235' '204' '209']	0	1	1
372	1	113, 121, 125, 131, 159, 171, 197, 231, 237, 239, 251, 255	2	111, 107	5	199, 123, 147, 253, 153	0,04	153	10,06382	207,5		0	0		22,6653162361362	2	0,8	0,8	107,66	92,89	0,997203196347032	0,991957104557641	0,889423076923077	0,937896070975919	['329' '131' '301' '299' '297' '303' '122' '307' '117' '121']	0	0	0
373	1	113, 121, 127, 153, 159, 161, 171, 201, 217, 225, 237, 255	1	217	5	207, 145, 121, 247, 231	0,01	117	2,14854	346		0	0		5,276	1,6	0,6	1,6	107,79	92,81	0,997831050228311	1	0,945165945165945	0,971810089020772	['237' '120' '122' '238' '204' '239' '319' '202' '240' '317']	0	0	0
374	1	113, 115, 121, 125, 127, 161, 171, 217, 219, 225, 239, 251	5	103, 251, 191, 247, 113	2	197, 243	-0,02	223	37,06734	32,5		0	0		37,530867338789	1,6	0,6	1,2	106,98	93,49	0,999828767123288	1	0,954545454545455	0,976744186046512	['223' '116' '217' '219' '225' '114' '113' '311' '119' '112']	1	1	1
375	1	107, 113, 121, 125, 159, 161, 171, 185, 197, 217, 225, 251, 255	1	217	1	139	0,05	221	1,06332	1347		0	0		4,313	0,4	0,4	1,6	105,48	94,86					nan
376	1	113, 115, 125, 127, 131, 153, 171, 185, 213, 217, 251, 255	1	203	5	207, 231, 145, 177, 101	0,01	171	2,17342	3885,5		0	0		0,11064073730934	2	1	1,2	109,54	91,33	0,956906392694064	0,91174744748269	0,999613998970664	0,95366108144602	['147' '149' '151' '153' '155' '159' '161' '131' '169' '163']	0	0	1
377	2	121, 125, 127, 131, 153, 159, 171, 217, 225, 251, 255	1	191	4	185, 153, 197, 125	0,03	171	37,7014	2426,5	271	1,14697	3172,5	Leak0 overlaps Leak1	11,3686827692615	1,6	0,2	0,8	104,13	96,02					nan
378	1	121, 125, 127, 131, 153, 201, 217, 219, 225, 231, 237, 251, 255	1	15	2	207, 141	0	271	5,1467	633,5		0	0		0,144231100188124	0,8	1	1,6	109,06	91,77	0,998915525114155	0,987509758001561	0,997634069400631	0,992546096508435	['40' '329' '201' '147' '149' '151' '153' '125' '131' '155']	0	0	0
379	2	115, 127, 145, 159, 161, 185, 197, 201, 219, 231, 237, 239	4	193, 161, 201, 167	5	151, 109, 251, 205, 147	0	231	213,15087	2897,5	155	32,7845	1102,5	Leak1 overlaps Leak0	17,7874182175747	1,2	0,6	0,4	104,99	95,26					nan
380	2	113, 121, 131, 145, 149, 159, 161, 185, 217, 219, 225, 251, 255	1	215	4	185, 207, 167, 131	0	269	0,19925	5544,5	231	10,56299	331	Leak0 happens first	10,8650582427868	0,4	0,2	1,6	104,45	95,78					nan
381	2	127, 131, 149, 153, 159, 185, 197, 217, 225, 231, 237, 255	3	203, 139, 147	1	119	0,02	60	57,59089	6637,5	201	28,31035	1488,5	Leak1 overlaps Leak0	1,83418448677918	0,8	0,8	1,2	107,19	93,34					nan
382	2	121, 125, 149, 159, 185, 197, 217, 225, 231, 237, 251, 255	2	225, 209	5	139, 217, 237, 153, 127	0,04	311	0,63626	513	135	0,38927	4029	Leak1 happens first	3,60845457329121	0,8	0,6	1,6	106,94	93,56					nan
383	1	113, 121, 127, 131, 185, 201, 217, 225, 231, 239, 251, 255	1	159	2	109, 115	-0,01	153	0,56857	3457		0	0		5,01604874594559	1,2	1	1,6	109,5	91,4	0,606392694063927	1	0,00274765003615329	0,00548024228439573	['112' '113' '114' '225' '115' '119' '117' '111' '307' '116']	0	0	0
384	2	127, 145, 149, 153, 159, 201, 219, 231, 239, 251, 255	4	197, 109, 125, 147	1	115	0,02	191	4,74156	2055,5	169	1,58271	3324,5	Leak1 happens first	37,3466699986098	1,6	0,8	1,6	108,85	91,92					nan
385	1	113, 121, 127, 149, 153, 171, 217, 219, 225, 251	5	131, 103, 157, 207, 203	4	115, 166, 201, 217	-0,04	238	2,10256	1467,5		0	0		32,4488618375264	1,6	0,6	0,8	106,19	94,18					nan
386	2	113, 121, 125, 159, 185, 201, 217, 231, 239, 255	2	147, 255	5	111, 105, 225, 201, 149	0,04	213	41,60356	1324,5	181	33,47246	495	Leak1 overlaps Leak0	3,92021631685081	1,6	0,4	1,6	106,74	93,71					nan
387	1	113, 121, 125, 127, 131, 145, 149, 159, 161, 185, 217, 219, 255	1	225	1	141	0,02	105	11,45185	1420		0	0		2,79063126703318	1,6	0,8	0,4	106,44	93,96	0,999372146118722	0,997189037245257	0,998944033790919	0,998065764023211	['103' '117' '115' '109' '111' '105' '101' '107' '112' '307']	0	1	1
388	1	107, 113, 127, 131, 145, 153, 159, 185, 201, 219, 225, 239, 255	2	109, 205	3	185, 127, 201	-0,01	105	0,8983	3940		0	0		31,1777716663139	0,4	0,8	2	108,38	92,36					nan
389	1	121, 145, 149, 153, 161, 167, 185, 217, 219, 239, 255	2	185, 243	3	101, 199, 231	-0,02	305	2,10944	1945,5		0	0		4,71816761212484	1,2	0,6	1,2	106,56	93,87					nan
390	2	127, 131, 153, 171, 185, 201, 219, 225, 237, 251, 255	1	149	2	35, 253	0,05	245	6,07575	1087,5	238	41,35409	908,5	Leak1 happens first	2,80077507013493	1,6	0,2	1,2	104,91	95,32					nan
391	1	113, 121, 127, 131, 149, 153, 171, 185, 217, 219, 237, 255	4	193, 119, 166, 215	4	243, 15, 123, 131	0	191	7,25583	2115,5		0	0		38,6167267831217	1,6	0,4	1,2	105,94	94,4	0,998401826484018	0,999762244412744	0,993620037807183	0,996681678122778	['175' '177' '233' '323' '231' '204' '317' '235' '179' '181']	0	0	0
392	2	121, 125, 145, 153, 159, 161, 197, 201, 217, 225, 231, 239	1	201	1	185	0	329	4,48736	5445	123	15,96185	7148,5	Leak0 inside Leak1	4,864	0,4	0,6	0,8	104,93	95,32					nan
393	2	113, 125, 149, 153, 159, 167, 185, 201, 225, 231, 251, 255	5	141, 217, 201, 219, 15	1	145	-0,02	116	39,1191	94	239	1,7682	1054,5	Leak1 happens first	11,4340407185058	0,4	0,4	1,2	104,69	95,55					nan
394	1	121, 127, 145, 153, 159, 161, 171, 219, 231, 237, 239, 255	5	243, 107, 153, 166, 167	2	127, 229	-0,01	135	4,66815	608,5		0	0		10,8193674784549	1,6	1	1,2	109,11	91,7	0,997317351598174	1	0,961412151067324	0,980326496442026	['223' '217' '219' '311' '221' '213' '116' '175' '173' '177']	0	0	0
395	1	127, 149, 159, 161, 171, 185, 197, 201, 219, 225, 231, 255	4	125, 191, 193, 113	4	201, 205, 151, 166	0,03	315	67,33653	166,5		0	0		23,146318654978	1,6	0,2	1,6	105,7	94,63	0,999714611872146	0,993993993993994	0,991017964071856	0,992503748125937	['321' '180' '181' '179' '183' '211' '309' '313' '185' '177']	0	0	0
396	1	113, 121, 127, 145, 159, 201, 217, 225, 231, 239, 255	5	247, 113, 159, 225, 127	2	151, 219	0,02	293	0,44341	6257,5		0	0		23,3411057561936	2	0,4	1,6	107,16	93,33					nan
397	1	115, 131, 145, 149, 161, 185, 201, 219, 225, 239, 255	3	237, 151, 219	2	217, 121	-0,04	163	5,02192	268		0	0		20,3295145980265	1,6	0,6	1,2	106,98	93,49					nan
398	2	125, 131, 145, 149, 171, 185, 201, 217, 219, 225, 231, 239	3	125, 205, 211	2	215, 131	0,05	223	0,67613	5046,5	285	0,98194	3314,5	Leak0 overlaps Leak1	13,2087282231906	2	0,8	1,2	108,46	92,21					nan
399	1	127, 145, 153, 159, 161, 171, 185, 197, 219, 239, 255	3	147, 105, 117	5	115, 191, 103, 139, 197	0,01	50	364,90378	1924,5		0	0		30,1175398691589	2	0,8	1,6	109,28	91,54	0,999828767123288	1	0,999220779220779	0,99961023775497	['289' '50' '291' '293' '287' '295' '285' '281' '283' '277']	0	1	1
400	2	121, 125, 145, 149, 153, 159, 197, 201, 225, 251, 255	3	229, 107, 213	4	103, 197, 237, 115	0,02	311	56,56556	3115	116	66,2855	328	Leak1 happens first	14,7319613043802	0,8	0,8	1,6	108	92,66					nan
401	1	113, 121, 127, 131, 149, 197, 217, 219, 225, 231, 251	4	166, 203, 197, 255	4	251, 253, 229, 215	0,05	233	111,26361	1024,5		0	0		8,15304546780968	1,6	0,4	0,8	105,15	95,09	0,998915525114155	0,992244304411052	0,998536585365854	0,99538050085096	['239' '231' '233' '204' '237' '319' '235' '317' '323' '202']	0	1	1
402	2	121, 149, 153, 197, 201, 217, 225, 231, 251, 255	4	159, 109, 147, 121	4	145, 185, 171, 157	0	317	0,16322	8,5	217	1,97468	594	Leak1 happens first	31,7995100653849	1,6	0,8	1,2	108,04	92,59					nan
403	2	127, 131, 145, 159, 171, 185, 201, 219, 225, 237, 251, 255	1	185	5	209, 205, 193, 255, 225	-0,02	105	6,22569	6719,5	125	3,85787	5508,5	Leak1 inside Leak0	3,604	1,2	1	0,8	107,87	92,75					nan
404	1	113, 127, 149, 161, 171, 185, 197, 219, 225, 231, 251, 255	3	225, 119, 191	4	127, 237, 251, 243	0,03	297	0,64751	5054		0	0		28,9270648152459	1,2	0,6	1,6	107,37	93,19					nan
405	2	121, 125, 127, 131, 149, 171, 185, 197, 217, 225, 251, 255	3	153, 147, 177	5	167, 239, 141, 203, 145	-0,03	145	18,03434	2937	195	13,4961	1981	Leak1 happens first	12,1019791760913	0,8	0,6	0,8	105,35	94,94					nan
406	2	113, 127, 131, 145, 153, 197, 217, 219, 225, 237, 239, 251	4	153, 147, 159, 131	3	121, 157, 229	0	261	8,26536	1395,5	243	2,27843	881	Leak0 overlaps Leak1	13,2200999341295	1,2	1	1,2	108,68	92,07					nan
407	1	121, 131, 145, 149, 153, 159, 185, 217, 225, 251, 255	1	213	5	253, 159, 153, 191, 147	0,02	277	0,17906	996,5		0	0		1,7667672283117	1,6	0,8	1,6	108,85	91,92	0,886244292237443	1	0,000501504513540622	0,00100250626566416	['329' '175' '120' '173' '177' '221' '219' '297' '311' '122']	0	0	0
408	2	113, 121, 127, 145, 171, 197, 219, 225, 237, 255	2	197, 119	3	113, 247, 171	-0,03	50	815,29409	3813	163	0,16993	82,5	Leak1 inside Leak0	20,8874133571119	1,6	0,6	1,6	107,79	92,81					nan
409	2	121, 125, 127, 131, 149, 159, 161, 185, 201, 231, 237, 251, 255	5	201, 203, 205, 207, 171	3	117, 255, 166	0,02	285	50,93388	1250	177	319,04636	4810,5	Leak0 overlaps Leak1	24,9290255678917	2	0,8	2	110,11	90,88					nan
410	1	113, 121, 149, 171, 185, 217, 219, 225, 251, 255	5	101, 103, 167, 213, 145	5	185, 35, 207, 121, 143	-0,03	186	0,08232	876		0	0		48,631219033288	0,8	0,6	2	107,75	92,89					nan
411	2	107, 113, 121, 127, 131, 145, 149, 185, 197, 219, 255	4	167, 209, 103, 231	3	201, 199, 149	0,01	131	10,00615	2750	111	40,29398	1594,5	Leak0 happens first	18,8754103862667	1,6	0,8	1,6	108,85	91,92					nan
412	2	113, 121, 131, 145, 153, 185, 201, 225, 231, 239, 251, 255	1	109	1	217	-0,03	163	3,08716	2103,5	209	0,13017	717	Leak1 inside Leak0	28,9306495477997	1,6	0,8	0,8	107,23	93,27					nan
413	1	125, 131, 145, 149, 153, 159, 197, 239, 251	2	149, 127	5	107, 119, 191, 231, 145	0,03	287	1,03621	2055,5		0	0		5,62068937659406	0,8	0,6	2	107,75	92,89					nan
414	2	115, 127, 131, 145, 159, 167, 171, 185, 217, 225, 231, 237, 251	4	161, 141, 153, 193	4	111, 213, 185, 171	-0,02	181	2,7719	1891	323	16,7847	5203	Leak0 inside Leak1	16,1677727266965	1,2	0,6	1,2	106,56	93,87					nan
415	2	113, 125, 127, 131, 145, 185, 201, 219, 225, 239, 251	1	171	2	225, 127	0,03	181	44,89603	1401	245	1,15713	382,5	Leak0 happens first	4,60169896294121	1,6	0,8	0,8	107,23	93,27					nan
416	1	113, 125, 127, 131, 149, 161, 217, 219, 225, 237, 251, 255	5	253, 217, 231, 109, 237	5	191, 113, 35, 143, 211	-0,03	135	10,25919	536,5		0	0		36,9004940709444	1,2	0,8	0,8	106,81	93,65	0,975856164383562	1	0,606145251396648	0,754782608695652	['147' '151' '149' '153' '131' '155' '159' '145' '297' '161']	0	0	1
417	2	113, 127, 131, 149, 159, 161, 197, 217, 219, 231, 251, 255	1	243	4	131, 247, 107, 229	0	219	23,99219	1714	193	50,03658	2795	Leak1 happens first	0,528591314767293	1,6	0,4	0,8	105,15	95,09					nan
418	2	107, 125, 127, 131, 153, 159, 167, 171, 197, 213, 225, 251	2	119, 177	1	253	0,02	273	14,23899	6285	105	42,18906	1609	Leak1 inside Leak0	26,6372288786943	0,8	0,4	1,6	105,9	94,47					nan
419	1	125, 127, 131, 149, 153, 171, 185, 201, 217, 225, 239, 255	5	225, 189, 229, 253, 117	2	107, 211	0	211	22,57688	1211,5		0	0		41,8722656731217	1,6	1	0,8	108,29	92,37	0,999600456621005	1	0,997112211221122	0,998554017764925	['204' '317' '235' '319' '323' '233' '231' '202' '239' '203']	0	0	0
420	2	127, 131, 145, 159, 171, 185, 201, 217, 219, 225, 237, 239	2	167, 161	4	123, 166, 117, 209	0,02	277	1,14561	331,5	241	0,63846	51	Leak0 happens first	3,36574608765656	1,6	1	2	110,76	90,37					nan
421	2	145, 149, 159, 161, 185, 217, 219, 231, 239, 251	4	231, 166, 213, 189	2	115, 203	-0,03	269	50,43562	131	114	18,46004	3840,5	Leak1 happens first	17,0036113987309	0,8	0,6	1,6	106,94	93,56					nan
422	2	113, 127, 131, 153, 159, 185, 217, 219, 225, 255	5	251, 145, 201, 153, 185	5	161, 139, 159, 125, 103	0,03	239	0,17538	1353,5	125	401,60099	603,5	Leak1 overlaps Leak0	16,7317208677367	0,8	0,6	1,2	106,14	94,25					nan
423	1	115, 121, 131, 145, 159, 171, 185, 197, 217, 219, 237, 255	4	215, 237, 111, 203	5	143, 193, 217, 239, 145	0	125	374,04374	57		0	0		25,5649136599583	1,2	0,2	0,4	102,95	97,12	0,999828767123288	1	0,973913043478261	0,986784140969163	['125' '123' '171' '129' '122' '163' '173' '169' '120' '161']	1	1	1
424	2	113, 115, 121, 125, 127, 131, 159, 161, 171, 201, 225, 231, 251	4	163, 203, 251, 159	4	243, 125, 105, 217	0,04	315	2,2744	1564	50	701,29372	782	Leak1 happens first	7,49408884943455	0,8	0,6	1,2	106,14	94,25					nan
425	2	121, 125, 131, 145, 153, 171, 185, 219, 225, 231, 239, 255	3	185, 107, 213	1	255	0	305	0,83071	286,5	289	12,41499	1254,5	Leak1 happens first	12,4332591784704	0,8	0,2	1,6	104,87	95,4					nan
426	1	115, 127, 131, 149, 159, 171, 185, 197, 217, 225, 237, 255	3	153, 117, 247	1	109	0,01	209	0,06861	1626,5		0	0		24,66169339781	1,6	0,6	1,6	107,79	92,81					nan
427	1	121, 127, 145, 149, 153, 171, 185, 225, 237, 251, 255	3	203, 225, 197	4	247, 153, 109, 141	0,03	315	113,67273	1132,5		0	0		5,42001544004516	1,6	0,6	0,4	105,4	94,87	0,998401826484018	0,989073426573427	0,998676081200353	0,99385155906895	['187' '189' '185' '325' '183' '211' '191' '321' '315' '193']	0	1	1
428	1	113, 121, 131, 145, 153, 185, 217, 225, 239, 251	4	211, 217, 103, 15	5	191, 101, 205, 247, 251	0,01	171	42,34718	744,5		0	0		20,6102493705503	0,8	0,4	0,8	104,33	95,87	0,999828767123288	1	0,997986577181208	0,998992274101444	['171' '163' '169' '122' '129' '161' '120' '123' '125' '159']	1	1	1
429	2	113, 121, 125, 131, 145, 149, 153, 171, 197, 217, 225, 239	2	205, 166	1	139	-0,04	125	363,16165	1913,5	235	8,95146	3005	Leak1 happens first	8,33612219049412	0,4	0,8	1,6	107,57	93,04					nan
430	2	125, 127, 149, 153, 159, 171, 185, 197, 201, 219, 225, 237, 239	2	253, 229	3	207, 163, 35	0,02	247	13,38953	583	112	39,53203	2927	Leak0 inside Leak1	12,8084198281894	1,2	0,2	1,2	104,5	95,71					nan
431	2	121, 125, 127, 149, 153, 159, 197, 217, 219, 237, 251	3	207, 205, 125	1	15	0,02	241	28,1756	849	277	0,58177	4115,5	Leak0 inside Leak1	19,5053969436112	1,2	0,8	2	109,24	91,62					nan
432	1	113, 121, 127, 145, 159, 185, 197, 201, 217, 255	1	171	3	117, 145, 251	-0,02	189	57,56862	92,5		0	0		5,50155701565184	0,8	0,4	0,8	104,33	95,87	0,999828767123288	1	0,983870967741936	0,991869918699187	['187' '189' '185' '191' '183' '325' '315' '193' '195' '211']	0	1	1
433	1	113, 121, 125, 127, 131, 161, 185, 197, 219, 239, 251, 255	3	189, 127, 205	3	231, 171, 121	0,05	179	343,44598	560		0	0		22,8370859134791	2	0,6	2	109,03	91,76	0,999771689497717	0,999106344950849	0,997323818019625	0,998214285714286	['179' '180' '181' '177' '321' '183' '185' '187' '309' '189']	1	1	1
434	2	121, 131, 145, 149, 153, 157, 171, 197, 201, 217, 219, 231, 255	1	147	3	215, 239, 251	-0,03	137	28,40339	1276,5	301	23,58286	798	Leak0 happens first	1,12623633685626	1,6	0,6	0,4	105,4	94,87					nan
435	2	113, 125, 127, 131, 149, 159, 171, 197, 201, 237, 239, 255	1	207	1	117	0,05	179	119,68876	5036,5	233	16,42228	1010	Leak0 happens first	8,09415559185326	1,6	0,8	2	109,68	91,25					nan
436	1	113, 115, 127, 131, 145, 149, 153, 171, 201, 219, 225, 255	1	153	4	159, 237, 243, 225	-0,02	129	59,85177	114,5		0	0		4,296	1,6	0,4	1,2	105,94	94,4	0,999029680365297	0,941908713692946	0,98695652173913	0,963906581740977	['129' '169' '163' '171' '161' '123' '125' '159' '155' '122']	1	1	1
437	2	113, 121, 145, 159, 161, 171, 185, 219, 225, 237, 251	3	153, 189, 237	5	151, 111, 193, 201, 109	0,01	186	12,93352	1119	123	25,92964	352,5	Leak1 happens first	20,791849749042	1,6	0,8	0,4	106,44	93,96					nan
438	2	107, 121, 125, 149, 159, 171, 185, 213, 225, 237, 239, 251	5	163, 199, 131, 167, 139	1	193	0	145	0,99267	4058,5	291	1,26219	2198,5	Leak1 overlaps Leak0	23,9365604513784	0,8	0,2	1,6	104,87	95,4					nan
439	1	113, 125, 127, 145, 159, 171, 197, 217, 225, 239, 251, 255	1	229	1	111	0,04	111	1,61449	656		0	0		7,95325162734231	0,4	0,8	0,8	105,97	94,41	0,924771689497717	0	0	0	['125' '238' '123' '237' '239' '240' '129' '173' '319' '241']	0	0	0
440	1	113, 121, 127, 131, 159, 161, 171, 217, 239, 251, 255	5	199, 101, 139, 185, 123	1	171	-0,01	183	9,39464	219		0	0		39,4986562997035	0,8	0,8	0,8	106,39	94,03					nan
441	2	113, 121, 127, 149, 159, 171, 185, 201, 231, 237, 239, 255	3	171, 15, 161	4	149, 211, 115, 229	0,04	131	2,30198	9,5	281	12,35246	289	Leak1 happens first	5,86670051653059	1,6	0,8	0,8	107,23	93,27					nan
442	2	113, 125, 131, 145, 185, 217, 225, 239, 251, 255	3	125, 205, 209	3	231, 115, 123	0	135	0,60834	2518,5	207	51,06816	1129,5	Leak1 overlaps Leak0	10,3483970610389	1,2	0,4	2	107,12	93,41					nan
443	2	113, 121, 127, 145, 149, 159, 171, 185, 197, 201, 255	5	253, 125, 103, 215, 231	5	111, 151, 157, 139, 113	0,03	245	4,52303	3384	325	0,06861	126,5	Leak1 inside Leak0	35,879900823029	1,2	0,8	1,2	107,61	92,97					nan
444	1	113, 121, 145, 149, 161, 197, 217, 219, 225, 231, 237, 255	3	103, 115, 167	5	125, 15, 101, 105, 207	0	103	0,46599	242,5		0	0		21,530988142962	1,2	0,6	1,6	107,37	93,19					nan
445	1	113, 131, 145, 159, 161, 171, 185, 201, 219, 239, 251, 255	3	191, 145, 159	1	143	-0,04	209	0,99653	258,5		0	0		15,5815762976964	0,8	0,6	0,8	105,35	94,94					nan
446	1	115, 121, 149, 157, 159, 171, 197, 217, 219, 239, 251, 255	3	225, 131, 237	4	103, 109, 35, 123	-0,04	217	1,37468	1106		0	0		8,18128332435785	1,2	0,8	1,6	108,42	92,29					nan
447	1	113, 121, 145, 149, 153, 159, 185, 197, 217, 231, 237, 239	1	219	1	147	0,03	240	13,01869	1995		0	0		4,90990953838661	0,4	0,2	1,2	103,67	96,48	0,999714611872146	0,999498746867168	0,999248308694563	0,999373512091217	['243' '245' '249' '247' '251' '257' '261' '241' '269' '263']	0	0	1
448	1	121, 125, 131, 145, 149, 161, 185, 201, 217, 225, 239, 251	1	117	1	229	0,05	181	18,77983	1027,5		0	0		14,7847639178041	2	0,6	0,8	106,61	93,79	0,999200913242009	0,994670542635659	0,998540856031128	0,996601941747573	['112' '114' '113' '119' '305' '120' '115' '307' '303' '301']	0	0	0
449	2	113, 125, 131, 145, 171, 197, 201, 219, 225, 231, 253	1	141	3	121, 247, 147	0,01	199	1,66118	5925	112	68,20328	6981	Leak0 inside Leak1	1,32131614497932	0,8	1	1,6	109,06	91,77					nan
450	2	113, 121, 125, 127, 153, 161, 185, 217, 225, 231, 239, 255	2	101, 197	1	123	-0,01	113	37,58099	3745	277	19,65625	297,5	Leak0 happens first	26,4475701047862	0,8	0,6	1,2	106,14	94,25					nan
451	2	121, 125, 127, 131, 149, 159, 171, 185, 201, 217, 219, 231, 239	3	255, 163, 243	5	193, 237, 123, 147, 15	0	329	76,87855	1919,5	111	29,57013	750	Leak0 happens first	6,42655533521203	0,8	0,2	1,2	104,09	96,1					nan
452	2	113, 121, 153, 157, 159, 185, 217, 219, 231, 237, 239, 251	1	153	1	215	0	151	0,9503	3888	217	0,27698	1984	Leak1 happens first	2,999	0,4	0,6	1,2	105,72	94,63					nan
453	2	113, 121, 145, 159, 171, 201, 217, 219, 225, 237, 239	2	125, 171	2	199, 145	0,03	207	3,43141	1421,5	149	23,72817	2775	Leak1 happens first	9,87344285106823	1,6	0,8	1,2	108,04	92,59					nan
454	2	131, 149, 161, 171, 185, 201, 217, 219, 225, 231, 237, 251	5	185, 199, 251, 213, 117	2	121, 229	0,01	285	30,14877	1109	211	0,57026	3427	Leak0 inside Leak1	33,9748805187499	1,2	0,4	1,6	106,32	94,09					nan
455	1	113, 115, 121, 125, 149, 159, 161, 185, 217, 219, 231, 239, 255	1	229	5	207, 215, 157, 123, 117	0,05	133	2,97467	516,5		0	0		7,22007600868945	0,8	0,8	0,4	105,6	94,72	0,947431506849315	1	0,109284332688588	0,197035745422842	['129' '169' '125' '163' '161' '171' '159' '123' '155' '153']	0	0	0
456	1	113, 115, 121, 125, 149, 153, 159, 171, 197, 217, 219, 237, 251	4	143, 117, 255, 231	1	157	0,05	223	21,39786	211,5		0	0		20,5820635571398	1,2	0,8	1,6	108,42	92,29	0,999600456621005	0,990588235294118	0,992924528301887	0,991755005889282	['112' '115' '111' '113' '114' '225' '119' '117' '107' '213']	0	0	1
457	2	127, 131, 145, 161, 171, 201, 217, 219, 225, 239, 251, 255	1	161	1	207	-0,01	171	0,97229	4759	155	13,88669	60	Leak0 happens first	4,149	2	0,4	0,8	105,57	94,71					nan
458	2	125, 131, 145, 159, 161, 171, 185, 217, 219, 225, 231, 251, 255	5	166, 101, 113, 189, 109	2	209, 115	0,03	231	73,86402	8167,5	317	1,11865	7326,5	Leak1 inside Leak0	65,0298613939818	0,8	0,8	1,2	107,19	93,34					nan
459	1	115, 127, 145, 149, 157, 171, 185, 217, 219, 225, 251, 255	1	225	1	197	0,04	269	0,65543	6347		0	0		4,674	1,6	0,8	2	109,68	91,25					nan
460	2	121, 125, 131, 145, 153, 159, 201, 219, 239, 251, 255	1	251	5	121, 185, 209, 163, 231	0,02	181	92,21828	1691,5	295	0,19219	728,5	Leak1 inside Leak0	2,844	1,2	0,6	1,6	107,37	93,19					nan
461	1	113, 145, 153, 159, 161, 167, 171, 185, 217, 219, 239, 255	5	209, 219, 143, 193, 225	2	211, 123	-0,02	319	4,35607	493		0	0		13,4523855121857	1,2	0,8	1,6	108,42	92,29	0,959417808219178	1	0,279635258358663	0,437054631828979	['237' '238' '239' '319' '204' '317' '240' '329' '235' '323']	0	1	1
462	1	121, 149, 153, 171, 185, 197, 201, 219, 225, 231, 251, 255	5	115, 107, 213, 167, 15	1	217	0	204	0,91979	2161,5		0	0		15,3085529812065	0,8	0,8	2	108,81	91,99					nan
463	1	113, 121, 125, 131, 145, 153, 159, 171, 201, 219, 255	2	201, 127	3	167, 117, 205	-0,02	149	8,03306	1431		0	0		6,05294021299038	2	0,8	1,6	109,28	91,54	0,998801369863014	0,994777158774373	0,997904296192805	0,996338273757629	['149' '151' '153' '155' '159' '147' '161' '309' '215' '221']	1	1	1
464	2	113, 127, 159, 161, 185, 197, 201, 217, 225, 231, 237, 251, 255	3	109, 117, 123	1	203	0,01	239	2,59611	1082,5	273	1,51151	12,5	Leak1 inside Leak0	41,0819182781886	0,8	0,4	1,2	105,11	95,17					nan
465	2	113, 121, 125, 131, 161, 217, 219, 225, 239, 255	2	201, 127	4	139, 243, 213, 111	0	321	91,62785	3028	238	0,31694	1452	Leak1 overlaps Leak0	7,27664816150805	1,2	0,2	1,2	104,5	95,71					nan
466	2	113, 121, 125, 131, 145, 149, 159, 171, 197, 217, 231, 239	3	111, 191, 199	5	203, 185, 205, 247, 219	-0,03	147	3,11172	1435	187	11,15213	5	Leak0 happens first	37,0313445123235	0,8	0,6	0,8	105,35	94,94					nan
467	1	121, 125, 127, 145, 149, 153, 159, 185, 201, 225, 237, 251	3	103, 199, 189	2	105, 101	0,05	281	37,70055	180,5		0	0		43,6828449807987	0,4	0,6	0,8	104,93	95,32	0,99925799086758	0,997150997150997	0,966850828729282	0,981767180925666	['115' '112' '119' '111' '117' '107' '114' '305' '307' '113']	0	0	0
468	1	121, 125, 127, 131, 145, 153, 185, 197, 219, 225, 239	5	255, 157, 123, 197, 145	3	103, 15, 207	0,02	313	51,90566	640		0	0		17,3703810303709	0,8	0,2	2	105,66	94,71	0,999828767123288	1	0,997658079625293	0,998827667057444	['313' '205' '209' '186' '309' '203' '207' '211' '202' '179']	1	1	1
469	1	125, 127, 149, 171, 185, 201, 219, 225, 231, 239, 251, 255	4	215, 225, 251, 231	5	219, 217, 107, 229, 125	0,05	122	0,7077	448,5		0	0		21,8089131089144	1,6	1	0,8	108,29	92,37					nan
470	2	113, 125, 127, 149, 159, 171, 185, 197, 217, 219, 239, 251, 255	2	217, 15	3	163, 125, 203	-0,03	325	9,5525	2944,5	291	0,21334	4790,5	Leak0 overlaps Leak1	4,65280489466213	0,8	0,8	1,6	108	92,66					nan
471	1	125, 127, 131, 161, 171, 185, 197, 201, 217, 225, 231, 239, 251	5	109, 121, 251, 105, 163	3	209, 131, 147	-0,04	329	2,14283	626,5		0	0		48,1847094445312	1,6	0,8	0,8	107,23	93,27					nan
472	2	113, 125, 127, 131, 159, 167, 171, 185, 197, 219, 231, 239	4	209, 35, 113, 167	1	225	0	238	0,1539	275,5	116	8,23048	2154	Leak0 inside Leak1	7,62357993038202	2	0,8	1,2	108,46	92,21					nan
473	1	145, 153, 159, 161, 171, 197, 201, 219, 237, 239, 255	5	103, 191, 177, 131, 159	5	193, 157, 201, 105, 189	0,01	223	0,57548	5804		0	0		38,6956544040909	1,2	0,6	1,6	107,37	93,19					nan
474	2	121, 125, 145, 149, 159, 185, 197, 217, 225, 231, 251, 255	5	163, 171, 147, 111, 113	3	151, 127, 231	-0,03	283	0,39145	1019	199	23,16761	2658	Leak0 inside Leak1	21,4675817771975	1,2	0,6	2	108,18	92,51					nan
475	1	125, 131, 159, 171, 185, 197, 201, 217, 231, 239, 251, 255	5	15, 141, 107, 157, 253	4	167, 239, 147, 217	-0,01	173	3,49638	452		0	0		20,0822419075866	0,8	0,4	1,6	105,9	94,47					nan
476	1	113, 121, 127, 145, 153, 157, 161, 171, 185, 201, 217, 239	1	217	3	219, 209, 166	-0,03	297	0,25049	4196,5		0	0		3,496	1,6	0,6	1,6	107,79	92,81					nan
477	2	113, 125, 127, 131, 145, 171, 219, 231, 237, 251, 255	3	15, 243, 207	4	209, 251, 113, 239	0,04	131	1,34089	997,5	60	4,07364	552	Leak0 happens first	9,31415761501966	0,8	0,4	0,4	103,55	96,57					nan
478	1	113, 131, 153, 159, 185, 197, 217, 219, 225, 251	2	203, 145	5	189, 153, 35, 131, 147	0,03	281	22,87127	1937,5		0	0		2,97241443146584	1,6	1	0,8	108,29	92,37	0,999714611872146	0,999483870967742	0,999226006191951	0,999354921945555	['289' '291' '293' '287' '295' '50' '285' '281' '283' '277']	0	1	1
479	1	113, 115, 131, 149, 161, 171, 185, 197, 201, 219, 231, 239	4	103, 35, 113, 225	1	167	0,01	135	33,05585	3737		0	0		19,8563951930437	2	0,6	0,4	105,82	94,49	0,999600456621005	0,999464954521134	0,999598662207358	0,999531803892716	['135' '137' '145' '133' '131' '147' '151' '149' '153' '155']	1	1	1
480	2	125, 145, 159, 185, 197, 201, 217, 237, 251, 255	5	115, 219, 153, 229, 107	2	225, 103	0,05	177	197,87185	266,5	204	55,44285	3822	Leak0 inside Leak1	29,6766697993734	1,6	0,8	0,8	107,23	93,27					nan
481	1	121, 145, 149, 171, 185, 225, 231, 239, 251, 255	3	125, 191, 159	5	219, 185, 101, 177, 167	-0,02	177	2,34733	1124,5		0	0		18,0921097772805	1,2	0,4	0,8	104,74	95,48					nan
482	2	113, 125, 145, 149, 153, 159, 161, 217, 219, 231, 239	4	237, 143, 105, 163	3	229, 191, 115	0,05	187	266,44504	4897,5	121	3,68805	1756,5	Leak1 inside Leak0	19,4623375385935	1,6	0,4	1,2	105,94	94,4					nan
483	1	113, 121, 131, 145, 149, 171, 185, 201, 231, 239, 255	1	185	1	123	0,01	204	3,04841	3653,5		0	0		5,403	1,6	0,8	1,6	108,85	91,92	0,99851598173516	0,999451303155007	0,996989600437876	0,998218934100562	['209' '213' '313' '215' '186' '207' '309' '211' '229' '325']	0	0	0
484	2	125, 127, 131, 153, 161, 171, 185, 217, 219, 225, 239, 255	3	149, 105, 225	4	247, 219, 231, 117	0	249	1,54116	338,5	225	24,27456	36,5	Leak1 happens first	21,7056151827539	0,8	0,4	1,2	105,11	95,17					nan
485	2	113, 121, 145, 149, 159, 185, 197, 201, 217, 219, 225, 251	2	127, 219	1	105	0,01	295	10,2771	2288	201	43,68949	2015	Leak0 overlaps Leak1	5,23925303953158	2	0,6	1,6	108,22	92,43					nan
486	2	121, 127, 131, 149, 159, 161, 171, 185, 197, 217, 239	3	127, 105, 243	3	255, 107, 197	-0,01	225	58,23965	2049	271	0,41425	620,5	Leak1 happens first	19,3999774296336	1,2	0,4	0,8	104,74	95,48					nan
487	2	113, 125, 127, 131, 145, 149, 153, 159, 217, 219, 231, 239, 251	1	143	1	119	-0,04	319	33,34972	1176,5	213	53,58822	119	Leak0 happens first	0,829368919804436	0,8	0,6	1,6	106,94	93,56					nan
488	2	113, 121, 125, 131, 145, 149, 159, 171, 185, 197, 225, 251	4	107, 167, 15, 121	2	139, 253	-0,02	301	30,73997	5849	315	10,09363	3558,5	Leak1 overlaps Leak0	11,2539603052995	0,8	0,4	0,8	104,33	95,87					nan
489	1	113, 131, 157, 159, 197, 201, 219, 225, 251, 255	1	255	3	201, 125, 251	0,03	229	4,29826	2474		0	0		3,084	1,6	0,6	1,2	106,98	93,49					nan
490	1	113, 121, 131, 145, 149, 185, 217, 219, 225, 251	3	131, 229, 119	5	147, 123, 213, 237, 101	-0,04	161	0,30073	89		0	0		28,5719537196341	1,6	0,8	1,6	108,85	91,92					nan
491	2	113, 121, 125, 127, 131, 145, 149, 159, 167, 171, 219, 231, 239, 251	1	131	2	121, 243	-0,01	60	1,15895	2559,5	273	43,44965	3031,5	Leak1 overlaps Leak0	3,206	0,4	1	1,2	107,82	92,82					nan
492	2	113, 127, 149, 159, 185, 197, 201, 217, 225, 231, 251, 255	4	193, 177, 119, 205	1	131	0	155	22,53319	4787,5	325	1,02802	1116,5	Leak1 inside Leak0	39,8059215705887	1,2	0,2	2	106,08	94,32					nan
493	1	113, 115, 121, 145, 153, 159, 161, 167, 171, 185, 197, 217, 219	1	163	3	101, 197, 237	0,02	123	1,27823	2466		0	0		1,02102347407464	1,2	0,4	2	107,12	93,41	0,923744292237443	0,962458215479558	0,758767484289479	0,848560417138971	['329' '101' '103' '105' '109' '107' '117' '115' '111' '307']	0	0	0
494	2	107, 131, 145, 153, 159, 167, 171, 201, 217, 219, 225, 231, 255	3	197, 157, 123	4	153, 243, 213, 101	0,04	145	0,11789	7573	199	0,54184	255,5	Leak1 inside Leak0	9,12893966466567	0,4	0,8	1,6	107,57	93,04					nan
495	1	125, 127, 131, 145, 171, 197, 201, 219, 231, 239, 251, 255	3	105, 201, 219	4	217, 239, 255, 205	0,05	115	0,48029	1464,5		0	0		24,1860586820857	1,6	0,4	1,2	105,94	94,4					nan
496	2	113, 115, 121, 125, 159, 161, 167, 171, 217, 219, 225, 255	4	15, 111, 191, 255	4	197, 123, 151, 207	0,01	50	90,30567	4982	221	1,21619	7472	Leak0 inside Leak1	26,0317723025779	0,8	0,6	1,2	106,14	94,25					nan
497	1	113, 115, 125, 127, 145, 153, 171, 197, 219, 225, 231, 239, 251	3	141, 35, 127	5	101, 113, 239, 105, 197	0,05	163	34,2199	1027		0	0		3,57412502824935	1,6	0,6	2	108,61	92,14	0,999657534246575	0,998540145985401	0,998540145985401	0,998540145985401	['147' '131' '151' '149' '129' '153' '155' '159' '171' '125']	0	0	1
498	2	115, 121, 145, 153, 159, 161, 197, 217, 225, 251	2	177, 35	1	189	-0,01	111	0,34406	8300,5	103	21,60741	90	Leak1 inside Leak0	6,75824673605412	1,6	0,4	1,6	106,74	93,71					nan
499	1	113, 121, 131, 145, 157, 171, 185, 201, 217, 219, 237, 255	5	229, 141, 193, 225, 107	4	121, 189, 143, 197	0,02	113	21,52044	170		0	0		25,4591527233367	0,8	0,4	1,6	105,9	94,47	0,999600456621005	0,994082840236686	0,98533724340176	0,989690721649485	['116' '223' '225' '114' '113' '217' '112' '219' '119' '299']	0	1	1
500	1	113, 125, 131, 145, 149, 167, 171, 217, 219, 225, 231, 251	1	149	2	167, 125	0,01	135	115,03344	1816,5		0	0		4,791	2	0,4	1,2	106,36	94,02	0,999828767123288	1	0,999174463401211	0,999587061252581	['137' '135' '145' '133' '147' '131' '151' '149' '153' '155']	0	1	1

	118																									19	76	89
																										16,1016949152542	64,406779661017	75,4237288135593