## Results
	Number of Leaks	Tank Junctions Namelist	Number of Unmeasured Demand Junctions	Unmeasured Junctions Namelist	Number of Demand Fraud Junctions	Fraud Junctions Namelist	Demand Reading Error	Leak link 0 Name	Leak link 0 Max. Demand(LPS)	Leak 0 duration(h)	Leak link 1 Name	Leak link 1 Max. Demand(LPS)	Leak 1 duration(h)	Cronological relation between Leaks	Max. Total Unknown/Fraud demand(LPS)	Length uncertainty (%)	Diameter uncertainty (%)	Roughness uncertainty (%)	Max. Equiv. Lengh uncertainty (%)	Min. Equiv. Lengh uncertainty (%)	Detector 1 accuracy	Detector 1 precision	Detector 1 recall	Detector 1 f1_score	Leaky pipe guess list	True localization found?	True localization is within the list?	True localization is linked to pipe within the list?
1	0	153, 159, 161, 185, 197, 219, 225, 231, 237, 239, 251, 255	5	105, 215, 127, 115, 237	3	157, 185, 203	0,02		0	0		0	0		35,7969973632246	0,8	0,2	0,8	103,31	96,8					nan
2	2	113, 121, 125, 127, 145, 149, 153, 159, 197, 219, 225, 255	2	119, 231	5	147, 101, 243, 107, 105	0,03	231	115,77991	1936,5	161	7,23314	896	Leak1 happens first	21,3109647705281	1,2	0,6	1,6	107,37	93,19					nan
3	1	113, 121, 127, 171, 197, 219, 225, 237, 239, 251, 255	1	215	3	185, 143, 151	0,03	173	171,53678	1031,5		0	0		13,2155827052971	0,8	0,8	0,8	106,39	94,03	0,999828767123288	1	0,998546511627907	0,999272727272727	['173' '175' '123' '171' '177' '120' '125' '122' '116' '179']	1	1	1
4	1	149, 153, 159, 161, 171, 185, 217, 225, 231, 239, 251, 255	3	239, 211, 103	5	177, 215, 255, 166, 111	0,04	204	22,79874	1623,5		0	0		19,7100312244341	0,8	0,8	0,4	105,6	94,72	0,999600456621005	0,998768851954448	0,999076354679803	0,998922579652147	['233' '231' '229' '217' '323' '219' '112' '199' '235' '241']	0	0	0
5	1	121, 127, 149, 153, 161, 171, 197, 217, 219, 239, 251, 255	1	166	5	157, 121, 197, 251, 119	0,05	204	21,41885	5407,5		0	0		0,30588182460831	1,6	0,6	1,2	106,98	93,49	0,997260273972603	0,99585559034813	0,999722633136095	0,9977853649534	['311' '197' '187' '325' '291' '213' '313' '195' '211' '193']	0	0	0
6	1	113, 121, 127, 131, 145, 149, 159, 171, 201, 217, 225	3	113, 237, 197	5	251, 207, 189, 253, 167	0	247	0,36118	559,5		0	0		7,11510266977487	0,8	0,8	0,8	106,39	94,03					nan
7	1	121, 125, 127, 131, 149, 159, 185, 197, 217, 225, 239, 255	2	219, 147	2	119, 253	0	271	0,45282	3149		0	0		6,00244759924068	2	0,2	1,6	106,12	94,24					nan
8	1	113, 121, 127, 131, 149, 153, 171, 217, 219, 225, 237, 239	4	119, 107, 105, 131	2	205, 247	0,01	153	1,81936	2123,5		0	0		45,3122095506344	1,2	0,6	1,6	107,37	93,19					nan
9	2	121, 127, 131, 153, 159, 161, 171, 185, 201, 219, 231, 255	5	189, 207, 255, 191, 211	5	115, 151, 121, 203, 253	0,05	241	2,06848	3081	271	0,63389	3062,5	Leak0 overlaps Leak1	31,9990809948383	1,6	0,8	2	109,68	91,25					nan
10	1	113, 121, 125, 127, 145, 149, 153, 159, 201, 225, 255	2	251, 115	5	15, 219, 153, 171, 177	0	195	18,06869	1272,5		0	0		9,08307795800558	2	0,8	0,4	106,86	93,58	0,999486301369863	0,997646135739506	0,998821681068343	0,998233562315996	['203' '205' '202' '209' '309' '313' '186' '239' '207' '221']	0	0	0
11	2	113, 121, 125, 127, 149, 153, 161, 185, 197, 237, 239, 251	2	127, 35	1	197	0,04	297	0,48707	2306,5	271	0,10402	1520	Leak1 happens first	3,323	0,8	0,2	0,4	102,55	97,52					nan
12	1	115, 125, 127, 131, 145, 149, 167, 171, 197, 217, 239	5	115, 113, 159, 213, 145	1	161	-0,03	281	0,18496	387		0	0		13,3491259911355	1,6	0,4	1,2	105,94	94,4					nan
13	2	121, 145, 149, 171, 185, 197, 201, 213, 219, 231, 255	5	123, 163, 189, 153, 121	4	171, 207, 211, 35	-0,01	235	9,50175	2198	195	0,23161	1626	Leak1 overlaps Leak0	22,2854482234034	1,6	0,8	0,8	107,23	93,27					nan
14	1	121, 125, 127, 131, 149, 153, 159, 161, 171, 201, 231, 237, 239	4	109, 203, 117, 193	1	247	0,05	307	57,10733	407		0	0		49,6186894234737	2	1	1,6	110,36	90,66	0,999828767123288	1	0,996319018404908	0,998156115550092	['111' '245' '115' '307' '109' '201' '257' '247' '251' '249']	0	1	1
15	1	113, 121, 127, 131, 145, 149, 161, 171, 197, 217, 219, 231	3	166, 217, 121	1	131	0,02	319	61,29505	1014		0	0		9,044	0,8	0,2	1,2	104,09	96,1	0,999828767123288	1	0,998521439132578	0,999260172626387	['235' '204' '323' '311' '239' '237' '317' '213' '319' '315']	0	1	1
16	1	121, 125, 131, 145, 159, 161, 171, 197, 219, 225, 239, 251	5	167, 201, 127, 151, 197	1	123	0,02	277	0,7101	2567		0	0		26,3919867463051	1,6	0,2	0,4	103,36	96,73					nan
17	1	113, 121, 127, 131, 145, 171, 197, 201, 217, 225, 231, 239	5	117, 159, 247, 225, 167	4	113, 243, 119, 105	0,05	193	123,87559	3207		0	0		29,9121897424591	0,8	0,4	1,2	105,11	95,17	0,999657534246575	0,999532346063913	0,999532346063913	0,999532346063913	['189' '229' '187' '325' '199' '235' '323' '202' '231' '233']	0	0	0
18	1	127, 131, 145, 153, 171, 185, 197, 201, 217, 219, 239	3	215, 189, 177	2	211, 171	0,02	245	52,07195	1789,5		0	0		29,482732208076	0,8	0,8	1,2	107,19	93,34	0,999828767123288	1	0,999162011173184	0,999580829956686	['271' '247' '257' '251' '249' '263' '261' '269' '245' '241']	0	1	1
19	2	113, 121, 125, 145, 153, 159, 171, 185, 197, 217, 239, 251	4	237, 139, 159, 203	5	117, 253, 247, 125, 166	0,04	307	6,43452	118	149	6,7555	3991	Leak0 inside Leak1	7,01671369690724	1,2	0,8	0,4	106,02	94,34					nan
20	2	113, 121, 125, 145, 149, 153, 161, 185, 217, 231, 237, 239, 255	4	35, 219, 207, 247	4	239, 166, 243, 121	0,01	291	18,42083	256,5	237	45,85919	525	Leak1 happens first	20,9600294639209	2	0,2	0,8	104,54	95,63					nan
21	2	113, 127, 131, 145, 153, 159, 171, 185, 197, 201, 239	3	109, 105, 107	4	229, 127, 211, 237	0	271	5,35513	167,5	233	5,73669	8085,5	Leak0 inside Leak1	45,9445191824459	1,2	1	0,8	107,87	92,75					nan
22	2	113, 115, 121, 125, 131, 145, 153, 159, 171, 185, 197, 219	3	166, 255, 123	4	163, 147, 167, 237	-0,04	233	3,56977	1753,5	117	50,79614	1150,5	Leak1 happens first	4,64649369368592	0,8	0,2	1,6	104,87	95,4					nan
23	1	127, 131, 149, 171, 185, 197, 201, 225, 251, 255	3	185, 141, 205	3	251, 209, 217	0,03	173	2,29762	329		0	0		12,416219300785	0,8	0,2	2	105,66	94,71					nan
24	2	113, 125, 149, 159, 171, 185, 201, 219, 225, 231, 237, 255	3	113, 191, 121	5	217, 253, 149, 199, 167	0	40	170,78103	5754	215	5,37495	1464,5	Leak1 inside Leak0	18,3336997072531	0,8	0,6	0,8	105,35	94,94					nan
25	1	121, 125, 127, 131, 149, 153, 159, 197, 219, 237, 239, 251, 255	3	127, 239, 105	1	159	0,02	311	27,27187	2939,5		0	0		24,4025345937417	2	1	0,8	108,72	92	0,999429223744292	0,99881033310673	0,999489795918367	0,99914994899694	['229' '223' '231' '233' '299' '187' '189' '117' '186' '303']	0	0	0
26	1	121, 131, 145, 153, 171, 185, 197, 217, 239, 255	5	141, 243, 149, 177, 231	5	103, 189, 191, 251, 127	-0,02	289	9,81208	2906,5		0	0		11,5562817335217	1,6	1	0,8	108,29	92,37	0,999372146118722	0,998968185726569	0,999140006879945	0,999054088915642	['251' '257' '247' '249' '245' '243' '261' '241' '263' '269']	0	0	0
27	2	113, 121, 127, 131, 145, 153, 159, 171, 217, 225, 237	1	211	3	15, 239, 191	0,01	219	41,22198	100,5	111	68,79557	2011	Leak1 happens first	1,19904643846364	0,8	1	0,8	107,44	93,12					nan
28	2	113, 121, 127, 145, 149, 153, 185, 197, 217, 219, 225, 251	5	109, 211, 239, 213, 167	3	139, 225, 127	-0,03	238	1,72334	1804	319	1,59118	7624,5	Leak0 inside Leak1	35,9542255784937	2	0,8	0,8	107,66	92,89					nan
29	2	121, 145, 149, 153, 159, 197, 201, 217, 231, 239, 251, 255	5	231, 191, 107, 123, 243	1	217	-0,04	269	0,42597	679,5	229	10,40628	721,5	Leak0 overlaps Leak1	19,2583983464517	1,2	0,4	1,6	106,32	94,09					nan
30	2	113, 125, 127, 131, 145, 153, 185, 201, 219, 225, 231, 255	4	125, 157, 109, 149	1	35	0	111	15,64381	3090	251	0,18458	1033,5	Leak0 happens first	39,7565037699618	2	0,4	1,2	106,36	94,02					nan
31	1	127, 145, 153, 159, 171, 185, 197, 201, 217, 225, 231, 255	5	247, 211, 145, 113, 159	5	207, 231, 193, 35, 109	-0,01	202	0,99281	1017,5		0	0		16,9637397913753	1,6	0,2	0,8	104,13	96,02					nan
32	1	121, 125, 131, 159, 171, 185, 201, 217, 231, 237, 239, 251	4	243, 205, 211, 103	2	215, 255	0	301	0,04983	5903,5		0	0		24,1158424788423	1,2	0,4	1,2	105,53	94,78					nan
33	1	113, 125, 127, 149, 153, 159, 185, 197, 201, 217, 225, 231	1	209	1	153	0,04	269	12,07387	6026		0	0		0,105739870144894	1,2	0,6	1,6	107,37	93,19	0,998915525114155	0,998673959887287	0,999751099311375	0,999212239313404	['295' '289' '285' '281' '283' '277' '275' '103' '287' '273']	0	0	1
34	1	121, 145, 153, 159, 171, 201, 213, 219, 225, 239, 251, 255	3	237, 255, 211	2	145, 197	-0,03	177	342,86169	4274		0	0		6,01936063326324	1,6	0,4	0,4	104,37	95,8	0,997716894977169	0,995342880428455	1	0,997666005368188	['245' '247' '249' '251' '257' '117' '271' '263' '273' '269']	0	0	0
35	2	113, 127, 153, 159, 185, 197, 217, 239, 251, 255	1	229	2	157, 197	-0,02	122	3,24574	3780	299	0,37742	1020	Leak0 happens first	7,52761676618974	1,2	0,2	1,6	105,29	95,01					nan
36	1	121, 125, 131, 149, 159, 171, 201, 219, 225, 251, 255	4	153, 139, 117, 201	4	215, 151, 193, 209	0	149	0,5151	1003,5		0	0		21,8493397875074	1,6	0,8	0,4	106,44	93,96					nan
37	2	121, 127, 131, 159, 161, 171, 185, 217, 219, 239, 251, 255	2	143, 243	2	253, 139	-0,03	199	67,35791	6707,5	329	13,41329	1362,5	Leak1 overlaps Leak0	1,05719385424306	0,4	0,8	0,4	105,18	95,1					nan
38	2	121, 131, 145, 149, 159, 185, 201, 217, 219, 231, 251, 255	1	197	4	119, 193, 111, 15	-0,01	103	85,66081	381,5	149	0,07813	5495,5	Leak0 inside Leak1	1,83111979523093	1,6	0,4	1,2	105,94	94,4					nan
39	1	125, 131, 145, 171, 185, 197, 201, 217, 251, 255	2	217, 103	3	177, 147, 199	0	313	36,61827	628		0	0		17,6051574692511	1,6	0,8	2	109,68	91,25	0,999828767123288	1	0,997613365155131	0,998805256869773	['311' '221' '219' '217' '213' '223' '116' '112' '215' '309']	0	0	1
40	2	115, 125, 127, 131, 145, 159, 171, 185, 217, 225, 255	3	199, 193, 105	3	159, 113, 127	0	229	6,85173	3057,5	175	7,60663	582,5	Leak1 happens first	36,5827134785216	1,2	0,6	2	108,18	92,51					nan
41	2	113, 121, 125, 131, 145, 149, 159, 197, 217, 219, 225, 231	5	251, 141, 157, 171, 161	5	199, 163, 149, 159, 167	0,02	317	0,13207	639,5	122	0,37044	5346,5	Leak1 happens first	15,198760110613	1,6	0,8	1,6	108,85	91,92					nan
42	1	113, 127, 149, 153, 171, 185, 197, 251, 255	5	239, 143, 131, 125, 157	1	177	0	297	6,08222	569,5		0	0		20,389273746284	1,6	1	1,6	109,93	91,03	0,997431506849315	1	0,960526315789474	0,979865771812081	['107' '169' '161' '155' '131' '283' '129' '111' '163' '171']	0	0	0
43	2	113, 145, 153, 159, 171, 185, 201, 219, 225, 231, 239, 255	2	15, 147	5	166, 255, 111, 171, 117	0,05	249	93,79286	102,5	115	0,88792	1627,5	Leak0 inside Leak1	1,04699529510531	0,4	0,8	1,6	107,57	93,04					nan
44	1	113, 127, 145, 159, 197, 201, 225, 231, 255	2	239, 113	5	131, 105, 161, 253, 151	0,03	329	11,71803	302,5		0	0		8,63179655337518	2	0,4	0,4	104,78	95,41	0,999200913242009	0,998316498316498	0,978547854785479	0,988333333333333	['202' '329' '204' '289' '209' '233' '231' '319' '147' '101']	0	1	1
45	2	107, 113, 121, 125, 159, 161, 171, 197, 217, 219, 231, 239, 251	5	166, 209, 217, 191, 101	5	141, 103, 189, 163, 211	-0,03	263	2,3654	576	307	57,12566	1785	Leak1 overlaps Leak0	38,8566957423659	2	0,6	1,6	108,22	92,43					nan
46	1	113, 121, 131, 153, 159, 185, 225, 231, 237, 239, 255	3	205, 225, 109	5	201, 167, 177, 123, 163	0,03	175	35,59363	2742		0	0		39,2797293711905	0,8	0,6	0,4	104,57	95,64	0,999714611872146	0,999817584823057	0,999270738377393	0,999544086805872	['217' '112' '219' '113' '223' '116' '299' '114' '225' '119']	0	0	0
47	1	127, 131, 145, 149, 153, 159, 185, 197, 201, 225, 239, 255	1	143	3	163, 209, 229	0,04	291	21,58666	971,5		0	0		0,798323951484816	1,2	0,8	2	109,24	91,62	0,999714611872146	0,998970663921771	0,998456790123457	0,998713660921019	['293' '287' '289' '291' '101' '261' '269' '263' '295' '285']	0	1	1
48	2	121, 145, 149, 153, 185, 197, 217, 239, 251, 255	2	251, 151	2	153, 113	0,03	321	252,19377	3705	257	0,18628	645,5	Leak0 overlaps Leak1	18,6632018488479	2	1	2	111,2	90,01					nan
49	1	113, 115, 127, 131, 149, 153, 167, 185, 201, 225, 237, 255	5	251, 197, 153, 143, 131	5	163, 101, 121, 229, 109	0,01	116	0,53009	548,5		0	0		11,6034117954071	1,2	0,2	2	106,08	94,32					nan
50	1	113, 115, 121, 145, 149, 159, 171, 185, 201, 231, 239	3	209, 177, 139	1	211	-0,04	155	49,04819	1100		0	0		8,38745294393567	1,2	0,2	0,8	103,72	96,41	0,999828767123288	1	0,998636983189459	0,999318026824278	['155' '159' '171' '199' '161' '120' '163' '123' '153' '149']	1	1	1
51	1	113, 121, 127, 145, 149, 153, 159, 171, 201, 217, 231, 251, 255	3	167, 131, 153	4	217, 101, 203, 205	0,02	225	0,94961	22		0	0		9,10844302927494	1,6	0,8	1,2	108,04	92,59	0,996175799086758	0	0	0	['147' '20' '149' '151' '153' '295' '225' '285' '155' '173']	0	1	1
52	1	113, 115, 121, 127, 145, 159, 167, 171, 185, 251	4	153, 229, 251, 123	5	127, 159, 149, 185, 171	-0,02	223	18,59892	2484		0	0		14,0112567657491	2	0,6	2	109,03	91,76	0,999714611872146	0,999597423510467	0,999396256792111	0,999496830029184	['217' '219' '223' '179' '121' '311' '116' '181' '180' '213']	0	1	1
53	1	107, 115, 127, 131, 145, 161, 171, 185, 239, 251, 253, 255	5	219, 115, 243, 113, 193	4	123, 209, 121, 119	-0,03	175	405,37652	2877,5		0	0		18,7712807139041	1,2	0,8	1,6	108,42	92,29	0,999828767123288	1	0,999478804725504	0,999739334433921	['175' '183' '311' '185' '177' '173' '321' '179' '180' '181']	1	1	1
54	2	121, 125, 127, 159, 197, 201, 217, 219, 231, 239, 251, 255	3	123, 153, 117	3	113, 185, 215	0,02	313	0,62561	3367,5	273	1,23768	5183	Leak0 overlaps Leak1	18,4001698981589	1,6	1	0,8	108,29	92,37					nan
55	1	115, 121, 127, 131, 145, 159, 185, 197, 201, 231, 239, 255	1	207	2	201, 163	-0,02	155	37,72398	306		0	0		7,30197298016448	1,6	0,6	0,4	105,4	94,87	0,999657534246575	0,99510603588907	0,99510603588907	0,99510603588907	['159' '171' '123' '155' '161' '163' '153' '149' '151' '120']	0	1	1
56	1	113, 121, 127, 131, 153, 159, 185, 217, 219, 251, 255	2	101, 111	3	239, 171, 123	-0,02	291	19,48725	405,5		0	0		39,9809034995468	0,8	0,6	0,8	105,35	94,94	0,997431506849315	0,996119016817594	0,948275862068966	0,971608832807571	['287' '293' '291' '273' '295' '285' '281' '283' '277' '275']	0	1	1
57	2	113, 125, 127, 131, 157, 159, 161, 171, 185, 197, 217, 225	4	113, 131, 243, 35	1	115	0,01	325	0,54101	3188,5	131	3,13891	957,5	Leak0 happens first	8,86895074758856	0,8	0,2	0,8	103,31	96,8					nan
58	1	113, 149, 153, 157, 167, 185, 197, 219, 225, 237, 251	1	166	2	211, 127	0,04	213	1,18734	1366,5		0	0		0,262128358715311	1,6	0,8	2	109,68	91,25	0,847203196347032	1	0,020848573518654	0,0408455750627016	['114' '293' '119' '329' '117' '107' '225' '287' '307' '113']	0	0	0
59	1	113, 121, 127, 131, 145, 159, 171, 201, 217, 225, 231, 239	5	35, 117, 145, 119, 189	1	107	-0,01	50	817,75234	427,5		0	0		48,7015037558538	0,8	1	1,6	109,06	91,77	0,999828767123288	1	0,996495327102804	0,998244587478057	['50' '40' '20' '289' '291' '293' '287' '295' '285' '281']	1	1	1
60	1	113, 121, 127, 131, 149, 159, 217, 219, 225, 231, 251, 255	2	177, 121	5	219, 35, 109, 171, 191	-0,02	311	13,34301	307,5		0	0		9,59394011439731	1,2	0,4	1,2	105,53	94,78	0,99925799086758	0,983948635634029	0,99512987012987	0,989507667473769	['186' '211' '229' '309' '209' '215' '325' '205' '195' '179']	0	0	1
61	1	121, 127, 149, 153, 159, 185, 197, 201, 217, 225, 231, 239, 255	5	231, 213, 237, 159, 35	2	191, 103	-0,04	60	7,77647	3785,5		0	0		10,9794633080502	1,6	0,4	0,4	104,37	95,8	0,999486301369863	1	0,998811410459588	0,999405351833499	['125' '147' '319' '129' '123' '101' '317' '204' '235' '122']	0	0	0
62	2	113, 121, 127, 131, 145, 159, 185, 197, 217, 219, 237, 251	2	35, 205	3	153, 191, 145	0,02	125	108,42022	6867,5	285	7,30435	378	Leak0 happens first	8,36375049397519	0,8	0,6	0,8	105,35	94,94					nan
63	1	113, 115, 121, 125, 145, 149, 161, 185, 201, 219, 251	2	115, 103	5	171, 127, 119, 141, 219	0,02	111	32,17968	2070,5		0	0		20,2568284528273	0,4	0,4	0,4	103,14	96,96	0,999828767123288	1	0,999275712216321	0,99963772491245	['307' '301' '115' '161' '117' '112' '305' '303' '299' '111']	0	1	1
64	1	125, 127, 131, 153, 159, 171, 197, 201, 219, 225, 231, 239	2	163, 147	3	131, 103, 229	-0,03	113	26,98948	3900,5		0	0		2,06148670805663	1,2	0,8	2	109,24	91,62	0,998915525114155	0,997952655150352	0,999615483209434	0,99878337708907	['225' '113' '311' '305' '114' '119' '307' '116' '217' '223']	0	1	1
65	1	113, 145, 149, 159, 171, 197, 201, 251	3	131, 251, 139	5	166, 209, 159, 121, 225	0,03	169	12,0221	5547,5		0	0		8,84282035490922	1,2	0,4	1,2	105,53	94,78	0,999771689497717	0,999909861186227	0,999729632299928	0,999819738621001	['163' '243' '169' '231' '129' '233' '161' '245' '131' '251']	0	1	1
66	1	113, 121, 131, 145, 149, 159, 185, 197, 217, 219, 251	4	115, 203, 101, 209	3	199, 145, 225	-0,04	247	1,09656	972		0	0		27,6974512541318	2	0,6	0,8	106,61	93,79					nan
67	1	113, 121, 145, 149, 153, 185, 197, 219, 225, 255	2	217, 117	5	147, 213, 159, 139, 125	0,02	101	25,2942	606,5		0	0		14,9438239929991	1,2	0,6	1,6	107,37	93,19	0,999657534246575	1	0,99505766062603	0,997522708505368	['116' '109' '305' '223' '307' '105' '301' '225' '119' '114']	0	0	1
68	1	113, 121, 125, 145, 149, 171, 197, 217, 219, 231, 239, 251	3	123, 161, 251	2	231, 103	-0,03	153	15,01772	439,5		0	0		4,56285529964634	0,4	0,4	0,4	103,14	96,96	0,999486301369863	0,993204983012458	0,996590909090909	0,994895065229722	['238' '243' '116' '297' '311' '225' '223' '213' '299' '177']	0	0	0
69	1	113, 125, 127, 131, 153, 171, 197, 201, 219, 225, 231, 237, 251	5	217, 166, 141, 143, 197	5	191, 121, 153, 147, 243	-0,01	111	1,7127	1706,5		0	0		7,78547594353861	1,2	0,8	1,2	107,61	92,97	0,805308219178082	1	0,000878734622144112	0,00175592625109745	['119' '112' '155' '307' '305' '114' '301' '113' '235' '323']	0	0	1
70	2	113, 127, 145, 149, 153, 159, 171, 185, 197, 217, 225, 251	4	145, 101, 201, 215	1	113	0,04	111	1,20286	1427	223	37,19795	119,5	Leak0 happens first	39,0527235916669	1,2	0,4	0,8	104,74	95,48					nan
71	1	113, 127, 131, 149, 159, 185, 197, 201, 219, 225, 239, 251	2	117, 131	2	229, 255	-0,04	261	1,94984	47		0	0		15,3257564593257	0,8	0,8	0,8	106,39	94,03					nan
72	1	113, 125, 127, 145, 149, 153, 159, 171, 217, 219, 231, 255	1	149	2	127, 153	-0,01	297	7,57796	1018		0	0		4,141	1,2	0,6	1,2	106,56	93,87	0,99851598173516	0,988818667963053	0,998527245949926	0,993649242794333	['159' '155' '213' '221' '329' '240' '175' '153' '161' '151']	0	0	0
73	1	113, 125, 127, 145, 171, 185, 201, 217, 231, 239, 251	2	217, 237	5	167, 193, 105, 117, 209	0	183	89,62251	6321,5		0	0		4,71424508522437	0,4	0,4	2	106,28	94,17	0,999828767123288	1	0,999762733312243	0,999881352580581	['309' '211' '231' '315' '203' '325' '233' '193' '229' '191']	0	0	1
74	1	121, 127, 131, 153, 159, 171, 185, 197, 201, 225, 231, 255	5	157, 211, 127, 166, 213	3	229, 107, 143	-0,01	271	0,62408	721,5		0	0		11,5388148926653	1,6	0,4	1,6	106,74	93,71					nan
75	2	113, 121, 127, 131, 149, 153, 171, 197, 201, 225, 231, 255	3	163, 189, 35	4	109, 203, 185, 111	0,02	205	7,28066	616,5	177	2,81926	788	Leak1 happens first	13,6732948653841	0,8	1	1,2	108,25	92,44					nan
76	1	115, 121, 125, 127, 145, 149, 159, 171, 201, 225, 237, 253, 255	4	215, 229, 255, 101	3	191, 109, 115	0,02	211	2,43453	4020,5		0	0		44,3468124843847	1,6	0,4	0,8	105,15	95,09					nan
77	2	113, 121, 125, 131, 149, 171, 185, 197, 217, 219, 251	1	143	1	127	0,01	189	333,88032	413,5	281	1,47684	5529,5	Leak0 inside Leak1	0,788890632039837	1,2	0,8	0,8	106,81	93,65					nan
78	1	113, 127, 131, 145, 153, 161, 185, 217, 219, 225	5	141, 149, 255, 199, 253	4	219, 177, 105, 145	0,04	295	1,34649	313,5		0	0		25,7187226300988	0,8	0,6	0,8	105,35	94,94					nan
79	2	125, 131, 145, 153, 161, 185, 201, 217, 219, 231, 237, 239, 255	2	231, 166	1	105	-0,01	303	0,27461	1684	171	1,86435	3733,5	Leak0 overlaps Leak1	3,50626952486248	1,6	0,4	0,8	105,15	95,09					nan
80	2	113, 121, 125, 145, 153, 159, 185, 217, 225, 239	3	101, 113, 231	2	207, 157	0,01	263	35,49717	2473	173	9,14802	5352	Leak1 overlaps Leak0	28,7498611703515	1,6	0,8	1,2	108,04	92,59					nan
81	2	127, 131, 145, 153, 161, 171, 185, 197, 217, 219, 225, 251	4	109, 113, 119, 161	3	101, 131, 141	-0,03	109	20,72861	4029,5	315	212,32723	1526,5	Leak1 overlaps Leak0	46,1940454282259	1,2	0,2	0,4	102,95	97,12					nan
82	1	113, 127, 131, 145, 161, 171, 185, 197, 201, 217, 219, 255	1	243	4	197, 185, 237, 127	0	180	15,60396	58		0	0		0,522713275912593	0,8	0,4	1,6	105,9	94,47	0,999600456621005	0,966101694915254	0,974358974358974	0,970212765957447	['285' '281' '283' '277' '275' '295' '287' '273' '293' '291']	0	0	0
83	2	121, 125, 127, 145, 153, 197, 201, 217, 219, 255	1	201	3	217, 237, 225	-0,01	50	476,27689	6497	235	2,32324	5288	Leak1 inside Leak0	4,538	0,8	0,2	1,2	104,09	96,1					nan
84	1	107, 113, 115, 125, 131, 153, 171, 217, 219, 225, 237, 251, 255	2	207, 115	3	166, 159, 203	-0,02	317	22,94635	301,5		0	0		11,8822219599592	1,6	0,6	0,8	106,19	94,18	0,999315068493151	0,985245901639344	0,995033112582782	0,990115321252059	['311' '207' '204' '317' '213' '319' '235' '203' '323' '195']	0	1	1
85	2	113, 121, 125, 127, 153, 167, 201, 219, 225, 239, 251, 255	2	141, 199	5	166, 161, 237, 149, 111	0	295	1,4374	813,5	238	17,07527	5276,5	Leak0 inside Leak1	16,6008615842034	1,6	1	0,8	108,29	92,37					nan
86	2	113, 121, 125, 127, 131, 159, 167, 197, 217, 231, 239, 255	5	201, 159, 211, 229, 107	2	163, 171	0	117	26,82838	623	313	30,92758	4383	Leak1 happens first	22,7178788767593	0,4	0,8	1,6	107,57	93,04					nan
87	1	115, 121, 125, 145, 153, 171, 217, 219, 237, 239, 251, 255	2	213, 207	2	191, 131	0	117	0,44731	3109		0	0		10,2162551156308	1,6	1	2	110,76	90,37					nan
88	1	127, 131, 145, 153, 159, 171, 185, 197, 217, 255	3	207, 213, 139	1	121	-0,02	147	0,15477	2299		0	0		10,8031565813229	1,6	0,6	2	108,61	92,14					nan
89	2	113, 121, 127, 145, 149, 159, 171, 217, 219, 225, 231, 237	4	211, 189, 237, 141	1	123	0	238	16,8479	1863	112	7,65394	6919,5	Leak0 inside Leak1	16,280898617707	0,8	0,2	1,2	104,09	96,1					nan
90	2	145, 149, 171, 185, 197, 201, 217, 219, 225, 251	4	147, 199, 139, 131	3	167, 157, 203	0,05	273	1,38289	2348,5	163	0,41858	333	Leak1 happens first	19,6618918431397	0,4	0,8	0,4	105,18	95,1					nan
91	2	125, 131, 145, 153, 185, 197, 201, 217, 219, 225, 239, 251	5	153, 207, 237, 123, 239	2	209, 149	-0,03	263	0,85022	450	113	5,64221	712	Leak1 happens first	15,8656728675566	1,2	0,4	0,4	103,96	96,18					nan
92	2	125, 127, 145, 153, 161, 185, 197, 201, 219, 225, 237, 255	4	101, 149, 251, 171	1	237	-0,04	240	0,15473	3991,5	235	1,20606	4447	Leak1 overlaps Leak0	29,887741569911	2	0,4	1,6	107,16	93,33					nan
93	2	113, 127, 131, 149, 185, 197, 219, 225, 251, 255	4	15, 171, 251, 121	2	103, 163	-0,01	199	0,64344	165,5	237	1,56033	987	Leak1 happens first	11,7965993910353	1,2	0,4	1,6	106,32	94,09					nan
94	1	113, 125, 127, 131, 145, 171, 185, 201, 217, 219, 225, 231	3	125, 205, 105	5	211, 107, 131, 213, 149	-0,04	173	29,30237	493		0	0		21,9029519139074	0,8	0,2	1,6	104,87	95,4	0,999828767123288	1	0,996960486322189	0,998477929984779	['177' '179' '181' '180' '123' '120' '122' '321' '171' '161']	0	0	1
95	1	125, 127, 131, 149, 153, 157, 159, 161, 201, 217, 225, 239, 255	4	185, 253, 171, 159	1	193	0,01	277	9,03067	1185		0	0		18,0783067298859	1,6	0,6	1,2	106,98	93,49	0,998458904109589	1	0,988612399831295	0,994273594909862	['175' '238' '240' '173' '123' '125' '171' '177' '120' '241']	0	0	0
96	2	127, 131, 159, 185, 197, 201, 217, 219, 231, 239, 251, 255	2	105, 191	1	215	0,04	311	1,80851	1408	159	6,12623	665	Leak1 overlaps Leak0	26,2535809027992	1,2	0,8	1,6	108,42	92,29					nan
97	1	113, 125, 127, 145, 149, 153, 159, 171, 185, 197, 231, 255	4	237, 215, 225, 121	3	163, 123, 255	0	161	0,997	2077,5		0	0		19,7979987188146	1,6	0,6	2	108,61	92,14					nan
98	1	127, 145, 149, 153, 167, 171, 217, 219, 231, 237, 251, 255	4	166, 107, 105, 193	3	213, 123, 163	0,03	273	55,73994	2456		0	0		30,914136860355	1,2	0,2	2	106,08	94,32	0,999657534246575	0,999389375127214	0,999389375127214	0,999389375127214	['281' '283' '285' '277' '275' '295' '273' '271' '287' '111']	0	1	1
99	1	121, 125, 145, 201, 217, 219, 225, 231, 239, 255	4	105, 166, 191, 163	4	139, 251, 143, 255	-0,02	237	48,22738	3221,5		0	0		24,4868738111362	1,2	0,2	1,2	104,5	95,71	0,999828767123288	1	0,999534450651769	0,99976717112922	['213' '221' '237' '311' '238' '239' '186' '215' '297' '217']	0	1	1
100	1	127, 131, 149, 153, 159, 161, 167, 217, 225, 251, 255	2	237, 213	4	166, 101, 35, 255	-0,03	261	23,62805	3521,5		0	0		3,40125195490122	0,8	0,2	0,8	103,31	96,8	0,999771689497717	0,999857994887816	0,999574105621806	0,999716030100809	['243' '241' '245' '249' '251' '257' '247' '240' '261' '293']	0	1	1
101	2	113, 125, 145, 149, 153, 171, 185, 217, 219, 231, 237, 239, 255	2	35, 209	2	119, 229	0,02	147	0,53961	399	185	22,33958	4828,5	Leak1 happens first	0,222274010447793	1,6	0,6	1,2	106,98	93,49					nan
102	2	107, 113, 121, 127, 149, 171, 217, 219, 231, 237, 239, 255	3	147, 115, 225	1	15	0,01	325	0,55502	2691	193	198,3255	118	Leak0 happens first	9,55664356591384	0,8	0,8	0,8	106,39	94,03					nan
103	1	113, 125, 127, 131, 171, 185, 197, 217, 251, 255	3	147, 207, 105	2	35, 109	0	277	4,7929	139		0	0		22,6047925277816	0,8	0,4	0,8	104,33	95,87					nan
104	2	121, 145, 149, 161, 171, 225, 231, 239, 251, 255	3	143, 247, 163	5	215, 166, 205, 255, 253	0,01	271	0,28981	3156	60	2,16875	2891,5	Leak1 overlaps Leak0	10,0645760475205	1,6	0,8	1,6	108,85	91,92					nan
105	1	121, 125, 145, 149, 157, 159, 161, 171, 185, 197, 201, 225, 251	1	151	4	139, 217, 113, 131	0,05	283	58,01515	4390,5		0	0		19,5938193979361	0,8	0,8	0,8	106,39	94,03	0,999828767123288	1	0,999658392165794	0,999829166903935	['291' '293' '287' '295' '289' '285' '281' '283' '277' '275']	0	1	1
106	2	113, 121, 153, 167, 171, 185, 197, 201, 219, 239, 251	3	239, 193, 247	4	255, 149, 253, 111	-0,02	263	0,38472	347,5	285	38,91881	3648	Leak1 happens first	18,4631769801271	1,6	0,4	1,6	106,74	93,71					nan
107	2	113, 131, 145, 149, 153, 159, 197, 217, 219, 225, 255	4	217, 149, 35, 141	2	157, 161	0,01	161	12,44219	375,5	101	124,31589	1114	Leak0 overlaps Leak1	7,22737096400103	1,2	1	0,8	107,87	92,75					nan
108	1	113, 121, 125, 131, 161, 185, 201, 217, 219, 225, 239, 251	2	121, 113	5	101, 115, 167, 197, 225	0,04	269	0,21632	515,5		0	0		9,858	1,6	0,6	1,6	107,79	92,81					nan
109	2	113, 121, 149, 153, 159, 171, 185, 231, 251, 255	3	215, 171, 253	5	115, 107, 211, 123, 177	0,03	271	7,01489	3655,5	231	173,81817	5415	Leak0 overlaps Leak1	20,6026070489811	1,2	1	2	110,32	90,74					nan
110	2	125, 127, 131, 153, 161, 197, 217, 219, 225, 231, 237, 239, 255	3	115, 35, 237	5	203, 113, 127, 119, 149	0,02	207	0,19725	891,5	113	3,31096	886	Leak1 happens first	8,79433278175587	1,2	0,8	1,2	107,61	92,97					nan
111	2	113, 121, 127, 159, 171, 185, 197, 231, 237, 251	4	153, 243, 111, 159	4	109, 117, 139, 119	0,05	233	0,86681	2154	123	4,37483	1520,5	Leak0 overlaps Leak1	27,9261326143042	0,8	0,4	1,2	105,11	95,17					nan
112	1	113, 125, 127, 131, 145, 149, 153, 159, 185, 231, 239, 255	4	125, 225, 205, 147	1	143	-0,02	197	24,56748	78,5		0	0		14,6132117914754	0,8	1	1,2	108,25	92,44	0,999828767123288	1	0,981012658227848	0,990415335463259	['185' '229' '235' '325' '183' '187' '189' '179' '180' '181']	0	0	0
113	1	115, 125, 145, 153, 161, 171, 185, 197, 201, 225, 239, 255	3	101, 125, 213	5	35, 201, 117, 143, 177	0,02	113	0,21312	888,5		0	0		29,479650127332	1,2	0,8	2	109,24	91,62					nan
114	2	113, 121, 125, 131, 145, 153, 161, 185, 217, 231, 251, 255	2	117, 199	4	145, 127, 217, 123	0,05	115	0,05955	2226,5	323	12,53337	5439,5	Leak0 inside Leak1	30,3741236441691	0,4	1	0,4	106,22	94,19					nan
115	2	125, 127, 131, 145, 149, 159, 197, 201, 217, 219, 225, 239	2	207, 197	4	121, 251, 103, 203	0,05	187	98,73051	1526,5	163	11,16864	1716	Leak0 overlaps Leak1	11,773898003639	2	0,4	0,4	104,78	95,41					nan
116	2	113, 127, 145, 201, 217, 219, 225, 231, 237, 251	5	209, 247, 215, 243, 119	5	203, 149, 163, 15, 111	0,04	240	0,30501	2266	40	492,1778	2525	Leak0 happens first	35,8258585545406	1,6	0,8	0,8	107,23	93,27					nan
117	2	113, 127, 145, 149, 159, 161, 171, 185, 217, 225, 251, 255	2	251, 217	3	225, 141, 205	0,03	229	7,63864	3881	285	0,50288	1924,5	Leak1 inside Leak0	6,546	0,8	0,4	0,4	103,55	96,57					nan
118	1	113, 127, 131, 145, 159, 171, 185, 201, 217, 219, 225, 239, 251	4	111, 217, 197, 153	2	199, 119	-0,01	291	3,88882	53,5		0	0		28,2418027568813	0,8	0,8	0,8	106,39	94,03					nan
119	2	113, 115, 121, 131, 149, 153, 159, 197, 201, 231, 251, 255	3	113, 189, 171	4	109, 211, 177, 159	-0,01	202	4,74157	2017	187	380,986	122	Leak1 inside Leak0	19,0786359786149	2	0,8	1,2	108,46	92,21					nan
120	2	113, 149, 161, 171, 185, 201, 219, 225, 231, 237, 239, 253, 255	5	149, 197, 163, 147, 247	1	143	0,04	281	2,49614	26,5	105	49,73265	5677,5	Leak0 inside Leak1	15,4426842934081	0,8	0,4	0,4	103,55	96,57					nan
121	2	113, 125, 127, 145, 149, 153, 159, 185, 197, 217, 219, 231	1	225	3	229, 161, 127	0,02	271	19,96409	2473,5	257	9,01136	3390,5	Leak1 overlaps Leak0	2,42258143638644	1,6	0,4	1,6	106,74	93,71					nan
122	1	115, 121, 127, 131, 149, 185, 197, 219, 251, 255	5	127, 35, 177, 163, 103	2	247, 151	0,04	149	2,99293	230,5		0	0		23,8023732927587	0,4	1	1,6	108,63	92,14					nan
123	1	113, 127, 149, 153, 171, 197, 217, 219, 225, 255	3	209, 107, 166	3	243, 101, 145	0,01	213	11,94721	599		0	0		7,10288154266312	1,2	0,2	0,8	103,72	96,41	0,999828767123288	1	0,997497914929108	0,99874739039666	['225' '113' '116' '114' '121' '112' '223' '297' '309' '175']	0	0	1
124	1	113, 125, 131, 145, 149, 153, 159, 185, 201, 219, 239, 255	3	203, 109, 105	4	159, 113, 193, 207	0,01	193	4,03984	2007		0	0		43,3546795026466	0,8	0,4	2	106,7	93,79					nan
125	2	113, 121, 127, 131, 145, 149, 153, 185, 197, 219, 231, 239	1	139	4	239, 167, 211, 243	0	129	32,30822	2339	273	37,82137	1023,5	Leak1 overlaps Leak0	0,681628654285095	1,6	0,8	1,6	108,85	91,92					nan
126	2	107, 113, 127, 149, 153, 159, 197, 201, 219, 225, 251	1	163	3	215, 141, 153	-0,02	131	40,06063	1709	251	2,47321	5410,5	Leak0 inside Leak1	1,46190999432072	0,4	0,4	1,2	104,69	95,55					nan
127	1	131, 159, 171, 185, 197, 219, 225, 239, 251, 255	5	117, 243, 159, 145, 143	4	101, 141, 231, 149	-0,02	155	16,16581	4909,5		0	0		22,5516141200979	1,2	0,8	2	109,24	91,62	0,999828767123288	1	0,99969450101833	0,999847227173194	['209' '215' '221' '171' '309' '205' '173' '177' '116' '311']	0	0	0
128	1	131, 145, 149, 159, 185, 197, 217, 239, 251, 255	1	139	2	147, 205	-0,01	225	0,42279	3584,5		0	0		0,623333629048339	0,8	0,4	0,8	104,33	95,87	0,593550228310502	1	0,00683403068340307	0,013575287435933	['329' '20' '133' '101' '135' '137' '145' '103' '109' '105']	0	0	0
129	2	113, 121, 131, 149, 161, 171, 185, 217, 219, 231	1	123	3	217, 219, 185	-0,03	247	2,34781	2213,5	111	0,31014	2471	Leak1 overlaps Leak0	0,105401992013043	1,2	0,6	2	108,18	92,51					nan
130	2	125, 127, 131, 149, 153, 159, 171, 185, 201, 219, 225, 255	4	121, 229, 253, 35	1	215	0	219	28,51808	1840	201	9,16453	4505	Leak1 happens first	18,2233716631386	0,8	0,8	0,4	105,6	94,72					nan
131	2	121, 125, 131, 145, 153, 157, 161, 171, 185, 197, 219, 225, 255	5	151, 109, 231, 185, 153	3	161, 219, 247	-0,02	183	1,04951	1073,5	323	3,22901	2146,5	Leak0 inside Leak1	42,9930222484848	1,2	0,8	0,8	106,81	93,65					nan
132	1	113, 121, 125, 149, 171, 197, 201, 219, 225, 231, 251, 255	2	115, 15	3	157, 225, 177	0	155	8,8589	5710		0	0		6,25212413328289	1,2	0,8	1,6	108,42	92,29	0,999771689497717	0,999912426657326	0,999737325978461	0,999824868651489	['305' '116' '301' '223' '112' '307' '113' '225' '119' '114']	0	0	0
133	1	121, 127, 131, 159, 171, 185, 197, 217, 225, 231, 239, 255	3	229, 121, 191	4	123, 111, 253, 167	0,05	263	36,58881	1051,5		0	0		18,899519220795	1,6	0,6	1,6	107,79	92,81	0,999828767123288	1	0,998574144486692	0,999286563614744	['295' '273' '275' '277' '283' '281' '285' '271' '263' '269']	0	1	1
134	1	121, 127, 131, 149, 185, 201, 219, 225, 237, 239, 251, 255	3	213, 167, 247	4	185, 191, 207, 153	-0,04	202	17,65935	3672,5		0	0		11,0357078893039	0,8	0,4	1,6	105,9	94,47	0,999828767123288	1	0,999591614484073	0,999795765538839	['197' '199' '243' '238' '195' '237' '203' '245' '239' '257']	0	0	1
135	2	113, 125, 127, 131, 149, 153, 171, 197, 219, 231, 239, 255	5	243, 101, 237, 113, 125	4	247, 159, 231, 219	0,04	131	92,96444	1608,5	311	31,43471	3098,5	Leak0 happens first	30,6291978986685	2	0,6	1,6	108,22	92,43					nan
136	1	113, 121, 145, 149, 159, 171, 185, 201, 219, 225, 255	2	211, 253	2	141, 159	0,03	271	0,99375	817		0	0		7,8455707797133	0,4	0,4	0,4	103,14	96,96					nan
137	2	113, 121, 127, 131, 149, 159, 185, 197, 225, 251	4	101, 215, 139, 143	1	211	0,02	257	2,57796	4247	204	0,96365	920,5	Leak1 happens first	32,1059672783704	1,2	0,2	2	106,08	94,32					nan
138	1	113, 125, 131, 153, 157, 159, 167, 197, 219, 225, 231, 251	3	161, 109, 115	3	153, 171, 209	0	122	0,14418	2751		0	0		33,2211094983335	1,2	0,4	1,6	106,32	94,09	0,685844748858448	0	0	0	['115' '107' '117' '111' '109' '105' '123' '103' '101' '307']	0	0	1
139	1	113, 121, 127, 131, 149, 153, 159, 201, 217, 219, 225	3	247, 151, 191	3	193, 153, 229	-0,02	239	54,83777	922,5		0	0		34,9798500765234	1,2	0,4	0,4	103,96	96,18	0,999771689497717	0,999457700650759	0,998374864572048	0,998915989159892	['323' '235' '319' '317' '233' '231' '238' '237' '199' '239']	0	1	1
140	1	113, 121, 127, 149, 171, 201, 217, 219, 225, 231, 239, 255	3	35, 105, 203	5	215, 15, 131, 211, 109	-0,03	122	20,48547	166		0	0		16,2298221630299	0,8	0,8	0,8	106,39	94,03	0,999714611872146	1	0,984984984984985	0,992435703479576	['119' '299' '122' '297' '215' '112' '311' '121' '221' '213']	0	1	1
141	1	113, 121, 125, 131, 149, 153, 161, 171, 185, 237, 239, 255	4	207, 151, 247, 239	3	237, 255, 209	0	179	15,82551	5365		0	0		36,1656023411956	1,2	0,4	0,8	104,74	95,48	0,997888127853881	0,999066641777114	0,99748392507688	0,998274656096992	['177' '181' '180' '321' '179' '175' '183' '120' '185' '187']	0	1	1
142	1	113, 125, 127, 145, 159, 185, 201, 219, 225, 231, 239, 255	5	191, 127, 35, 189, 145	4	237, 113, 205, 225	0,02	117	5,88737	1374		0	0		24,9757669991536	0,4	0,2	2	105,24	95,09	0,849429223744292	1	0,0403783193888687	0,0776223776223776	['223' '311' '219' '217' '116' '213' '221' '321' '215' '299']	0	0	0
143	1	113, 127, 145, 149, 153, 159, 171, 197, 217, 225, 237, 239	2	166, 167	2	139, 219	0	109	12,79934	2016		0	0		2,1837052817135	1,6	0,8	1,6	108,85	91,92	0,999828767123288	1	0,999256136870816	0,99962793005085	['109' '103' '105' '179' '116' '181' '180' '193' '111' '207']	1	1	1
144	1	113, 115, 121, 127, 131, 159, 171, 185, 197, 219, 231, 239	1	115	2	191, 149	0	249	37,58562	1532		0	0		4,666	1,6	0,8	0,8	107,23	93,27	0,999486301369863	0,998044328552803	0,999021207177814	0,99853252894179	['299' '116' '186' '223' '114' '112' '303' '113' '217' '219']	0	0	0
145	2	121, 149, 153, 171, 185, 197, 201, 219, 237, 239, 251, 255	3	229, 15, 191	3	127, 113, 253	0,05	131	211,47658	7637,5	307	2,32007	130,5	Leak1 inside Leak0	16,7687656074612	1,6	0,4	0,4	104,37	95,8					nan
146	1	113, 115, 121, 149, 153, 185, 197, 201, 219, 225, 251, 255	3	237, 185, 217	3	107, 219, 229	0,05	207	6,79058	2449,5		0	0		7,85310781147966	2	0,6	1,6	108,22	92,43	0,998744292237443	0,999181334424887	0,996326530612245	0,997751890455753	['237' '119' '243' '241' '299' '303' '317' '223' '121' '245']	0	0	0
147	2	113, 127, 145, 149, 153, 161, 197, 201, 219, 225, 239	2	177, 109	2	231, 117	0,03	129	10,68313	570	237	9,31768	2500	Leak0 happens first	33,6954334398127	1,6	0,6	1,6	107,79	92,81					nan
148	2	121, 131, 145, 153, 157, 159, 185, 197, 201, 217, 225, 237	1	171	5	145, 185, 131, 211, 151	0,01	145	0,18207	195,5	187	52,28575	2710	Leak1 happens first	5,16889138490044	0,4	0,8	0,4	105,18	95,1					nan
149	2	121, 127, 145, 153, 159, 161, 171, 197, 201, 217, 225, 255	3	149, 163, 159	2	145, 113	0	173	10,00018	905,5	103	1,17942	1796	Leak1 happens first	8,21182629140162	0,8	0,8	0,8	106,39	94,03					nan
150	1	113, 125, 149, 153, 159, 161, 185, 197, 217, 231, 251, 255	3	207, 193, 119	5	255, 185, 107, 171, 147	0,01	151	0,17846	1764		0	0		34,5718012699374	0,8	0,8	0,4	105,6	94,72					nan
151	1	113, 125, 127, 145, 153, 159, 185, 197, 217, 219, 239	1	237	1	203	0	145	21,67968	1781		0	0		1,81381994008412	1,6	0,2	1,2	104,91	95,32	0,999771689497717	0,999719180005616	0,999158012910469	0,999438517686693	['145' '131' '147' '137' '135' '151' '149' '153' '129' '155']	1	1	1
152	2	107, 113, 121, 131, 145, 149, 153, 171, 185, 197, 201, 239	1	119	2	171, 213	-0,04	122	0,40999	2074,5	245	2,3315	167	Leak1 inside Leak0	21,5529979354792	0,4	0,6	1,2	105,72	94,63					nan
153	1	113, 125, 149, 161, 167, 197, 201, 219, 225, 239, 251, 253	4	229, 149, 123, 103	2	215, 211	0,05	204	1,98553	1345,5		0	0		27,6412094010127	1,2	0,4	0,8	104,74	95,48					nan
154	2	145, 153, 171, 185, 201, 217, 225, 231, 251, 255	5	131, 243, 127, 251, 157	1	229	-0,01	219	66,11121	335	247	4,7146	1024,5	Leak0 happens first	16,5770332316769	0,8	0,8	1,6	108	92,66					nan
155	1	113, 121, 127, 145, 159, 185, 197, 219, 225, 251	1	217	4	251, 107, 167, 35	-0,01	217	38,85179	2221		0	0		3,18888377586175	2	0,4	0,8	105,57	94,71	0,999828767123288	1	0,99932478055368	0,999662276258021	['217' '219' '213' '311' '243' '223' '116' '221' '297' '240']	1	1	1
156	1	125, 127, 145, 153, 159, 185, 201, 219, 225, 251, 255	4	119, 145, 117, 171	1	193	0,04	113	19,27977	1036,5		0	0		38,133611389011	1,6	0,4	0,4	104,37	95,8	0,998230593607306	1	0,985053037608486	0,992470245324265	['119' '114' '307' '299' '303' '305' '223' '301' '113' '121']	0	1	1
157	1	121, 131, 145, 149, 153, 157, 197, 201, 217, 219, 231, 239	5	209, 143, 131, 177, 237	5	199, 117, 203, 229, 111	0,04	311	28,60921	828		0	0		14,4729171611364	0,4	0,8	1,6	107,57	93,04	0,999828767123288	1	0,99818949909475	0,999093929326487	['112' '113' '303' '114' '217' '119' '219' '225' '223' '309']	0	0	1
158	1	113, 131, 145, 149, 159, 197, 201, 219, 225, 239, 251, 255	1	123	4	161, 121, 189, 215	0	217	0,19685	463		0	0		0,11844139739073	2	0,4	1,6	107,16	93,33	0,943093607305936	0	0	0	['40' '329' '125' '129' '201' '20' '131' '123' '133' '137']	0	0	0
159	2	127, 149, 153, 157, 159, 171, 197, 201, 217, 219, 251	3	113, 255, 145	2	203, 119	0,04	119	17,19783	4243	114	24,19115	1858,5	Leak0 overlaps Leak1	9,23104150347117	2	0,8	0,8	107,66	92,89					nan
160	2	127, 149, 153, 159, 171, 197, 201, 217, 219, 231, 239	4	151, 131, 145, 157	3	117, 125, 193	-0,04	195	41,345	1699	273	0,95244	285,5	Leak1 happens first	30,3635955753033	1,2	1	2	110,32	90,74					nan
161	2	125, 127, 145, 149, 159, 217, 219, 225, 231, 237, 251, 255	4	147, 231, 239, 143	3	185, 107, 199	0,02	113	34,17214	91,5	240	53,20507	348	Leak1 happens first	10,4688684186064	0,8	0,4	0,8	104,33	95,87					nan
162	2	125, 127, 131, 145, 149, 161, 185, 197, 201, 225, 239, 255	3	177, 205, 151	3	147, 167, 171	0,04	119	0,83987	3428	116	54,45156	6072,5	Leak1 overlaps Leak0	31,3010057625274	1,2	0,6	2	108,18	92,51					nan
163	1	113, 127, 167, 171, 185, 217, 219, 225, 239, 251	4	247, 207, 229, 119	3	101, 205, 151	0	155	1,06368	0,5		0	0		44,2074271790046	1,6	0,6	0,8	106,19	94,18					nan
164	2	113, 127, 131, 145, 149, 153, 159, 171, 217, 237, 239, 251	1	247	1	119	-0,02	261	1,07597	2538	147	0,56667	64,5	Leak1 inside Leak0	8,72372848204564	2	0,8	1,6	109,28	91,54					nan
165	2	125, 127, 131, 145, 157, 159, 171, 201, 225, 239, 251, 255	4	205, 153, 215, 253	1	197	0,04	204	0,46907	602	186	20,2287	2610,5	Leak0 happens first	30,5320632807147	1,2	0,4	0,8	104,74	95,48					nan
166	1	113, 125, 127, 145, 153, 159, 171, 197, 201, 219, 225, 231	3	119, 211, 143	5	127, 191, 166, 237, 163	0,03	111	33,10157	976		0	0		22,6434620271026	0,8	1	0,8	107,44	93,12	0,999429223744292	0,996423096576392	0,998463901689708	0,997442455242967	['117' '111' '107' '303' '301' '299' '305' '149' '151' '115']	0	1	1
167	2	121, 127, 153, 159, 185, 197, 217, 225, 231, 239, 251, 255	4	225, 167, 35, 229	1	219	0	135	73,95151	250	205	45,80624	2585	Leak1 happens first	12,4528587828537	1,6	0,8	0,4	106,44	93,96					nan
168	2	145, 149, 153, 171, 185, 197, 201, 219, 231, 237, 239, 251	5	161, 219, 171, 153, 147	2	151, 209	0	263	1,36362	5313,5	193	4,52988	6629	Leak0 inside Leak1	11,7663310835521	0,4	0,6	1,2	105,72	94,63					nan
169	2	121, 127, 131, 145, 149, 159, 167, 185, 225, 239, 251	3	151, 205, 211	3	166, 225, 145	0,05	180	3,39064	280,5	207	31,43313	218,5	Leak1 happens first	25,7867776378434	2	0,6	0,8	106,61	93,79					nan
170	2	113, 125, 145, 167, 185, 201, 217, 219, 225, 231	3	189, 185, 127	2	101, 151	0,04	295	2,42088	7383,5	257	28,93673	986,5	Leak1 inside Leak0	19,6003059720884	1,6	0,6	1,2	106,98	93,49					nan
171	1	113, 121, 131, 161, 171, 185, 217, 219, 225, 231, 239, 255	4	225, 213, 153, 157	4	215, 123, 151, 115	0,01	203	6,10501	929,5		0	0		14,1974611221574	1,6	0,4	0,8	105,15	95,09	0,997260273972603	0,999448732083793	0,974731182795699	0,986935220468155	['243' '237' '285' '281' '239' '283' '245' '257' '247' '249']	0	0	0
172	2	113, 127, 145, 153, 157, 159, 161, 167, 171, 185, 231	4	35, 127, 213, 217	5	107, 151, 105, 189, 225	0,04	305	2,59561	1192	309	0,43346	2533	Leak0 inside Leak1	7,27504971752802	0,8	0,8	1,6	108	92,66					nan
173	2	113, 121, 145, 149, 161, 171, 185, 197, 217, 219, 225	4	161, 213, 203, 171	1	101	0,02	229	259,58336	590,5	135	41,50589	1034	Leak0 happens first	9,82832258140266	2	0,8	1,2	108,46	92,21					nan
174	1	113, 121, 131, 159, 185, 201, 217, 219, 251	5	203, 229, 143, 225, 199	4	251, 109, 171, 123	-0,03	101	4,02271	103,5		0	0		23,1972739410775	0,8	0,4	0,4	103,55	96,57	0,988013698630137	0	0	0	['231' '205' '238' '233' '213' '199' '237' '309' '209' '311']	0	0	0
175	2	107, 113, 131, 149, 159, 171, 185, 197, 201, 217, 219, 255	2	225, 205	4	255, 231, 209, 161	0,03	119	10,56851	6848	169	9,99356	48,5	Leak0 happens first	9,11736207565537	0,4	0,4	1,6	105,48	94,86					nan
176	2	121, 125, 127, 145, 159, 161, 201, 217, 225, 251, 255	1	189	2	166, 153	0,01	297	1,23003	2897	285	1,84554	714	Leak1 overlaps Leak0	10,9986936559674	0,8	0,4	1,2	105,11	95,17					nan
177	2	113, 121, 125, 127, 145, 153, 171, 217, 219, 225, 239, 255	4	239, 193, 103, 199	2	107, 117	0,04	137	3,05736	937	197	9,52306	3173,5	Leak0 happens first	41,4273383133339	0,4	0,8	0,8	105,97	94,41					nan
178	2	113, 131, 145, 153, 159, 161, 185, 197, 201, 219, 237, 255	4	131, 243, 193, 191	5	109, 251, 161, 113, 225	0,03	177	6,23334	473	161	4,20643	4238,5	Leak0 inside Leak1	20,520939895207	0,8	0,4	1,6	105,9	94,47					nan
179	2	121, 145, 153, 157, 161, 171, 185, 197, 217, 219, 239, 255	2	219, 237	5	253, 143, 153, 205, 117	0,02	311	0	-0,5	301	25,90883	6271	Leak1 happens first	5,94972934645626	0,4	1	0,8	107,01	93,5					nan
180	2	121, 125, 127, 149, 185, 197, 201, 217, 225, 239, 251, 255	5	113, 111, 219, 145, 203	2	15, 117	0,02	263	0,20086	145	50	15,77455	1086,5	Leak1 happens first	23,8789734327321	0,4	1	0,8	107,01	93,5					nan
181	2	125, 149, 153, 159, 171, 185, 217, 225, 239, 251, 255	1	237	3	145, 217, 127	0,01	191	4,08446	5620	125	1,69158	158,5	Leak0 happens first	1,66727432723456	1,6	0,4	0,4	104,37	95,8					nan
182	2	121, 125, 145, 153, 159, 171, 185, 219, 225, 239, 251	3	107, 125, 197	1	201	-0,04	202	5,85064	252,5	112	3,81159	829,5	Leak1 happens first	11,3977076931002	0,8	0,4	1,6	105,9	94,47					nan
183	2	113, 121, 125, 131, 171, 185, 219, 231, 237, 239, 255	3	171, 125, 203	2	161, 253	0,02	309	10,46913	4289,5	215	0,82248	5587,5	Leak0 inside Leak1	8,311	1,6	0,4	0,8	105,15	95,09					nan
184	1	127, 131, 145, 149, 159, 171, 185, 197, 201, 225, 231, 251, 255	4	145, 197, 131, 123	5	255, 111, 237, 193, 107	0,02	171	2,0647	10		0	0		12,4011898932427	1,6	0,4	1,2	105,94	94,4					nan
185	2	107, 113, 125, 127, 145, 159, 161, 171, 219, 251	1	141	1	145	-0,03	161	7,7927	754,5	183	96,33651	3229,5	Leak0 inside Leak1	1,23504147344866	0,8	0,4	1,2	105,11	95,17					nan
186	2	113, 125, 127, 131, 145, 153, 159, 185, 219, 231, 251, 255	5	225, 153, 171, 109, 231	1	121	0,01	247	1,04209	1642,5	111	0,43141	5440	Leak0 overlaps Leak1	36,487353602723	1,6	0,8	1,2	108,04	92,59					nan
187	1	113, 115, 121, 149, 153, 159, 185, 217, 225, 231, 237, 255	1	255	3	251, 127, 131	0,02	221	17,53116	328		0	0		3,584	0,8	0,6	2	107,75	92,89	0,999600456621005	0,993920972644377	0,995433789954338	0,99467680608365	['291' '287' '293' '295' '289' '285' '109' '175' '281' '283']	0	0	0
188	1	113, 125, 127, 145, 159, 161, 201, 217, 225, 231, 239, 251, 255	1	131	4	213, 105, 119, 35	0	197	0,81504	59,5		0	0		4,78255523103938	0,8	0,4	1,6	105,9	94,47	0,992694063926941	0	0	0	['261' '116' '299' '223' '117' '303' '225' '113' '114' '305']	0	0	0
189	2	121, 145, 159, 185, 197, 217, 219, 225, 239, 255	3	247, 201, 117	5	251, 189, 103, 127, 217	0,01	145	10,33326	149,5	204	2,01741	337	Leak0 happens first	27,5377403300111	0,4	1	1,2	107,82	92,82					nan
190	1	121, 127, 149, 153, 159, 161, 185, 197, 219, 225, 251, 255	2	203, 103	4	119, 147, 125, 237	0,04	247	45,07882	2445,5		0	0		16,2517832236611	1,2	0,2	0,8	103,72	96,41	0,999714611872146	0,999591085667553	0,999386753883892	0,999488909332516	['295' '285' '293' '281' '283' '291' '277' '275' '287' '273']	0	0	0
191	2	127, 145, 149, 153, 171, 185, 197, 217, 219, 225, 239, 255	4	107, 177, 147, 199	3	231, 117, 111	0,02	325	0,1955	156,5	195	1,49018	4043	Leak1 happens first	24,9784244253021	1,6	0,6	1,2	106,98	93,49					nan
192	1	113, 121, 127, 145, 153, 159, 171, 219, 225, 231, 239, 255	2	109, 123	4	167, 219, 159, 35	0,04	215	3,70181	3305,5		0	0		28,9617725936462	1,2	0,8	1,2	107,61	92,97					nan
193	1	113, 131, 171, 197, 201, 217, 219, 231, 251, 255	1	243	4	189, 115, 213, 211	0,05	60	9,79684	271		0	0		0,582206137468826	2	0,4	1,6	107,16	93,33	0,999657534246575	0,994475138121547	0,994475138121547	0,994475138121547	['213' '219' '317' '311' '101' '131' '217' '121' '147' '297']	0	0	0
194	1	107, 113, 121, 131, 161, 171, 217, 219, 225, 231, 237, 239, 255	3	131, 163, 161	3	159, 191, 145	0,03	261	0,30841	2529,5		0	0		9,33465782570885	0,8	0,8	1,2	107,19	93,34					nan
195	1	113, 121, 125, 145, 153, 161, 185, 217, 219, 231, 251, 255	5	207, 251, 15, 215, 203	5	201, 125, 166, 211, 145	0,02	277	1,77878	708		0	0		21,002838849101	0,8	0,2	1,2	104,09	96,1					nan
196	1	113, 121, 131, 145, 149, 161, 171, 197, 231, 237, 239, 255	4	139, 125, 243, 119	4	213, 237, 239, 171	0,01	225	0,1488	763,5		0	0		24,7136020169577	1,2	0,2	1,6	105,29	95,01					nan
197	1	113, 125, 127, 149, 153, 159, 161, 185, 197, 201, 213, 217, 225	1	123	1	35	-0,04	261	25,99474	1799,5		0	0		0,118455474319727	1,2	0,4	1,2	105,53	94,78	0,999828767123288	1	0,999166666666667	0,999583159649854	['243' '245' '249' '247' '257' '251' '241' '261' '269' '263']	0	1	1
198	2	113, 131, 171, 185, 197, 217, 225, 231	4	139, 191, 239, 243	2	171, 147	0,05	231	74,65311	4844,5	120	32,60454	256	Leak0 happens first	15,2801951694134	2	0,8	0,8	107,66	92,89					nan
199	1	121, 125, 127, 131, 145, 149, 159, 161, 167, 201, 231, 251, 255	2	185, 153	3	189, 171, 225	0,04	186	0,44436	1706,5		0	0		9,28812111020262	2	1	1,2	109,54	91,33					nan
200	2	113, 121, 125, 127, 131, 149, 153, 161, 171, 185, 225, 231	4	127, 159, 255, 151	3	115, 201, 243	0,05	193	17,54938	380	229	2,27086	87	Leak0 happens first	29,5638611211849	0,4	0,8	0,8	105,97	94,41					nan
201	1	121, 127, 149, 153, 159, 171, 197, 201, 217, 219, 225, 237, 255	5	151, 125, 203, 205, 119	2	215, 103	0,04	313	15,78602	812		0	0		47,4027644178354	1,6	1	1,6	109,93	91,03	0,997317351598174	1	0,971076923076923	0,985326256634405	['173' '123' '114' '171' '175' '120' '297' '163' '203' '309']	0	0	0
202	1	113, 127, 131, 149, 153, 171, 185, 197, 201, 219, 225, 255	5	225, 253, 189, 167, 149	1	145	0,05	171	2,85158	1174,5		0	0		26,1524602488106	0,8	0,6	1,2	106,14	94,25					nan
203	1	113, 121, 127, 149, 159, 185, 197, 201, 217, 239	1	207	4	253, 219, 119, 111	0	205	0,45083	1078		0	0		9,21603412817307	2	0,4	0,4	104,78	95,41					nan
204	1	131, 145, 149, 153, 185, 197, 201, 219, 225, 239, 251, 255	3	225, 115, 189	3	185, 123, 111	0,03	161	19,44352	781		0	0		19,9085319672066	0,4	0,2	1,2	103,67	96,48	0,999714611872146	0,998719590268886	0,998080614203455	0,9984	['129' '219' '147' '171' '125' '169' '121' '149' '151' '163']	0	0	1
205	1	113, 125, 127, 185, 217, 219, 225, 239, 251, 255	2	203, 103	2	113, 231	-0,02	145	0,13231	1343,5		0	0		14,9525316581847	2	0,2	1,2	105,33	94,93					nan
206	2	113, 125, 145, 153, 159, 171, 201, 217, 225, 251	2	166, 205	5	115, 125, 253, 251, 101	-0,04	281	23,48411	4108,5	137	4,21678	5851	Leak1 overlaps Leak0	6,99228039852478	0,8	0,8	1,6	108	92,66					nan
207	2	125, 127, 131, 159, 161, 185, 197, 201, 237, 239, 251, 255	3	107, 159, 101	2	149, 199	-0,01	293	0,26302	3327	291	22,16831	4386,5	Leak0 overlaps Leak1	30,1468568253856	0,4	0,2	1,2	103,67	96,48					nan
208	2	113, 125, 127, 149, 159, 171, 185, 197, 219, 231, 251, 255	3	211, 109, 239	3	117, 107, 153	0,03	159	25,42171	7829	203	0,04841	161	Leak0 happens first	34,4059964143033	0,8	0,8	0,8	106,39	94,03					nan
209	1	121, 125, 127, 131, 145, 159, 171, 185, 217, 225, 231, 251	1	215	4	193, 139, 177, 166	-0,04	133	91,44148	927		0	0		9,96256348050003	2	0,4	1,6	107,16	93,33	0,999486301369863	0,996770721205597	0,998382749326146	0,997576084029087	['269' '263' '243' '241' '261' '245' '247' '249' '251' '257']	0	0	0
210	1	113, 121, 125, 131, 153, 171, 219, 251, 255	5	191, 141, 207, 143, 243	2	113, 219	0,03	249	23,99308	1592		0	0		18,6077806444211	0,4	0,2	1,2	103,67	96,48	0,999828767123288	1	0,999058084772371	0,999528820480603	['245' '247' '249' '251' '257' '263' '243' '269' '271' '261']	0	1	1
211	1	121, 149, 171, 185, 197, 219, 237, 251	1	101	1	143	-0,01	145	0,10288	1928		0	0		22,0298478216986	1,2	0,6	2	108,18	92,51					nan
212	2	113, 121, 125, 127, 149, 157, 161, 171, 219, 225, 239, 255	5	191, 119, 211, 141, 167	2	105, 139	0,01	221	21,27056	547	235	29,95678	1523,5	Leak1 overlaps Leak0	34,7590932282645	1,2	0,8	0,8	106,81	93,65					nan
213	2	113, 121, 127, 145, 149, 153, 157, 159, 171, 185, 239, 255	5	101, 251, 103, 207, 189	3	153, 161, 237	0,05	225	64,69095	259	283	0,92009	3405	Leak1 happens first	54,4260993077482	0,4	0,4	0,8	103,91	96,25					nan
214	2	127, 131, 145, 149, 153, 159, 217, 225, 239, 251, 255	4	151, 15, 243, 143	4	109, 111, 177, 147	-0,04	120	0,47468	3838	119	0,40602	1360	Leak0 happens first	17,5399360441284	1,6	0,6	1,2	106,98	93,49					nan
215	2	113, 121, 131, 157, 159, 197, 217, 219, 225, 237, 251, 255	1	203	3	109, 207, 151	0,05	109	116,15854	3111	219	29,6901	85,5	Leak1 inside Leak0	0,118879974557051	1,6	0,6	0,8	106,19	94,18					nan
216	2	125, 145, 149, 153, 171, 217, 225, 231, 237, 239, 251, 255	2	167, 103	1	239	0,03	309	26,09339	930,5	240	53,85908	4993	Leak0 inside Leak1	14,9863083297329	0,8	0,6	2	107,75	92,89					nan
217	2	131, 145, 149, 153, 159, 171, 185, 201, 217, 219, 237, 251	4	201, 35, 197, 171	5	193, 247, 139, 185, 209	0,05	147	3,16422	3216	229	7,2566	226,5	Leak1 happens first	10,4153630700123	0,8	1	1,2	108,25	92,44					nan
218	1	125, 131, 153, 161, 171, 185, 217, 225, 251, 255	5	121, 127, 199, 157, 215	1	117	0,01	201	4,58336	168		0	0		38,3881931364407	0,8	0,6	2	107,75	92,89					nan
219	2	121, 125, 127, 153, 161, 185, 197, 217, 225, 239, 251, 255	3	197, 103, 145	2	105, 125	0	211	1,78093	123	257	31,53784	275	Leak0 happens first	22,8387555478017	0,4	0,4	1,2	104,69	95,55					nan
220	1	113, 125, 127, 131, 149, 161, 171, 185, 217, 219, 225, 231, 255	2	149, 247	1	113	-0,01	169	15,03346	4552,5		0	0		11,4148188588884	1,2	0,6	0,4	104,99	95,26	0,99925799086758	0,998902666520356	0,999670546892159	0,999286459190955	['241' '269' '125' '261' '129' '243' '245' '257' '249' '247']	0	0	1
221	2	113, 125, 127, 159, 161, 171, 185, 201, 217, 225, 239, 255	4	157, 161, 167, 141	1	201	0,01	169	20,63205	330,5	179	6,07627	4345,5	Leak0 inside Leak1	12,0889794070224	1,6	1	0,4	107,49	93,06					nan
222	2	127, 131, 145, 157, 159, 161, 197, 201, 217, 225, 237, 251	1	151	2	153, 121	0,03	191	6,8369	2814	147	0,98645	2279	Leak1 overlaps Leak0	18,7415182142245	0,8	0,4	0,8	104,33	95,87					nan
223	2	121, 125, 127, 145, 149, 153, 157, 185, 197, 219, 225, 237	3	203, 111, 139	4	243, 211, 35, 239	0,05	185	2,99598	2202,5	205	0,33051	1421	Leak1 overlaps Leak0	15,7046990683401	0,8	0,6	1,2	106,14	94,25					nan
224	2	113, 115, 125, 127, 145, 167, 197, 201, 225, 231, 251, 255	2	35, 125	4	166, 151, 119, 117	0,02	229	0,76269	145	112	0,96091	233,5	Leak1 happens first	4,91288686648134	2	0,2	1,6	106,12	94,24					nan
225	1	113, 127, 145, 149, 185, 197, 217, 219, 231, 237, 251, 255	1	185	5	147, 161, 143, 205, 107	-0,02	180	76,7259	361		0	0		4,181	1,2	0,8	1,6	108,42	92,29	0,999828767123288	1	0,995850622406639	0,997920997920998	['195' '315' '193' '191' '197' '233' '229' '325' '231' '189']	0	0	0
226	1	113, 131, 145, 149, 153, 159, 171, 197, 201, 225, 231, 255	4	123, 139, 113, 145	2	131, 15	0,04	219	2,03206	8057		0	0		7,96874675347754	1,2	0,4	0,8	104,74	95,48					nan
227	1	113, 115, 121, 125, 127, 159, 185, 197, 201, 219, 225, 239, 251	4	161, 217, 139, 197	4	125, 203, 131, 237	0	219	36,67256	1517,5		0	0		9,2565436526057	1,6	0,6	0,8	106,19	94,18	0,999828767123288	1	0,99901185770751	0,999505684626792	['219' '311' '217' '213' '199' '209' '186' '223' '207' '221']	1	1	1
228	2	113, 121, 125, 127, 131, 145, 149, 197, 201, 217, 251, 255	3	219, 207, 153	2	115, 105	-0,03	239	0,34823	897,5	101	1,01077	255	Leak0 happens first	19,1910882011568	1,2	0,8	0,8	106,81	93,65					nan
229	2	113, 121, 127, 131, 145, 185, 217, 219, 225, 239, 251, 255	2	107, 157	1	141	0,05	275	2,43613	1297,5	155	0,34226	1380,5	Leak0 happens first	12,2735986466883	1,2	0,4	1,2	105,53	94,78					nan
230	2	113, 121, 131, 159, 161, 167, 185, 197, 201, 219, 225, 231, 255	2	203, 191	1	167	0,05	202	25,49094	659	289	16,20567	686,5	Leak0 overlaps Leak1	9,93020850512901	0,8	1	1,2	108,25	92,44					nan
231	1	113, 121, 125, 127, 153, 171, 197, 201, 217, 219, 225, 251	1	166	3	247, 205, 123	-0,02	171	12,54119	564,5		0	0		0,337443603378837	0,8	0,4	1,6	105,9	94,47	0,99851598173516	0,98	0,997345132743363	0,98859649122807	['116' '223' '197' '121' '202' '199' '299' '217' '219' '203']	0	0	0
232	1	113, 121, 145, 159, 161, 171, 219, 239, 251, 253, 255	3	109, 123, 211	1	201	0,05	293	1,11442	107,5		0	0		27,2043886266416	0,8	0,6	1,2	106,14	94,25					nan
233	1	113, 121, 131, 145, 149, 157, 159, 161, 185, 197, 201, 217, 255	2	166, 193	5	35, 159, 207, 185, 229	-0,01	119	10,8377	3085,5		0	0		8,25239212721019	2	0,8	1,2	108,46	92,21	0,999828767123288	1	0,99951393389501	0,999756907868082	['223' '225' '116' '113' '114' '299' '303' '121' '217' '119']	0	1	1
234	2	113, 145, 149, 159, 161, 185, 201, 225, 251, 255	3	229, 171, 151	1	209	-0,01	319	56,76123	5257,5	161	0,25582	3589	Leak0 overlaps Leak1	23,5658743803862	0,4	0,4	1,2	104,69	95,55					nan
235	1	113, 121, 159, 171, 185, 197, 217, 251	4	171, 205, 167, 201	1	105	0,03	175	13,86268	117		0	0		16,9874538836265	1,6	1	1,6	109,93	91,03	0,999200913242009	0,995515695067265	0,94468085106383	0,96943231441048	['163' '171' '115' '147' '123' '117' '122' '297' '120' '161']	0	0	0
236	1	121, 131, 145, 149, 171, 197, 201, 225, 237, 239, 251, 255	3	151, 131, 237	3	225, 143, 171	0,03	225	14,12002	4778		0	0		23,1961428532625	0,8	0,4	0,8	104,33	95,87	0,999486301369863	1	0,999058281887622	0,999528919131118	['111' '121' '299' '119' '186' '297' '107' '223' '303' '115']	0	0	1
237	2	121, 145, 213, 217, 219, 225, 231, 251, 253	5	215, 123, 15, 231, 109	2	121, 197	0,01	287	10,12606	1078	159	2,53793	20,5	Leak0 happens first	45,3024750710487	1,2	0,8	1,6	108,42	92,29					nan
238	2	113, 125, 131, 149, 153, 159, 161, 171, 185, 217, 219, 231, 251	1	243	5	113, 217, 111, 139, 193	0,01	50	930,45823	2600	291	2,90934	17,5	Leak1 happens first	0,573530908761908	2	0,6	0,8	106,61	93,79					nan
239	2	113, 125, 131, 149, 153, 159, 171, 185, 219, 237, 239, 251	1	253	2	217, 147	-0,03	229	219,94439	206,5	233	46,17802	1751	Leak1 happens first	7,77838427642871	0,8	1	0,4	106,64	93,81					nan
240	2	113, 121, 125, 127, 171, 185, 197, 219, 225, 231, 237, 253	5	201, 101, 147, 151, 123	4	141, 189, 109, 111	0	240	0,16743	2964,5	215	1,14602	3317	Leak1 happens first	42,3054338429967	2	0,8	0,8	107,66	92,89					nan
241	2	113, 131, 149, 153, 197, 201, 219, 225, 231, 237, 251, 255	4	167, 215, 157, 177	5	113, 147, 193, 127, 163	0	219	9,21089	1606,5	135	4,0014	1997	Leak1 happens first	24,5795069724778	1,6	0,8	0,4	106,44	93,96					nan
242	1	113, 121, 125, 131, 153, 159, 161, 185, 201, 217, 219, 239	5	213, 163, 225, 189, 199	2	166, 107	0,02	101	115,65791	5057,5		0	0		29,3617173297625	1,6	1	1,6	109,93	91,03	0,999657534246575	0,999703440094899	0,999703440094899	0,999703440094899	['101' '103' '109' '105' '289' '137' '135' '133' '107' '145']	1	1	1
243	2	113, 121, 131, 145, 159, 197, 217, 219, 225, 231, 237, 239	5	125, 127, 255, 239, 197	4	205, 161, 157, 211	-0,04	103	1,65617	2181	199	5,21244	4341	Leak0 overlaps Leak1	19,3353856399426	1,6	1	0,4	107,49	93,06					nan
244	2	113, 121, 127, 145, 161, 171, 201, 219, 231, 239	5	237, 139, 217, 107, 115	3	151, 127, 111	0,05	277	30,36621	368,5	241	1,90946	44	Leak0 happens first	17,2579619826101	1,2	0,6	1,6	107,37	93,19					nan
245	2	115, 121, 125, 127, 145, 153, 159, 171, 219, 225, 239, 255	3	107, 201, 145	3	131, 217, 125	0,04	131	2,77241	513,5	311	34,12107	5500	Leak0 inside Leak1	16,1500654190348	1,6	0,6	1,6	107,79	92,81					nan
246	1	113, 115, 145, 149, 185, 197, 201, 225, 239, 251, 253, 255	4	231, 115, 237, 253	2	211, 177	-0,03	289	1,0067	3823		0	0		8,77617161194378	0,8	0,4	1,2	105,11	95,17					nan
247	1	113, 121, 127, 131, 145, 149, 153, 161, 197, 231, 237, 251	1	215	1	145	0,04	271	0,36851	1120		0	0		11,2536432590638	0,8	0,6	0,8	105,35	94,94					nan
248	1	113, 121, 131, 145, 153, 171, 185, 197, 201, 217, 225, 231, 239	1	213	3	163, 201, 113	0,01	191	4,06355	6477		0	0		1,73141002728715	1,2	0,4	0,8	104,74	95,48	0,999828767123288	1	0,999768429177924	0,999884201181148	['193' '329' '131' '109' '315' '145' '147' '203' '207' '195']	0	0	1
249	1	125, 127, 145, 153, 171, 185, 197, 217, 219, 225, 237, 251	2	159, 209	3	111, 207, 251	-0,04	193	14,74216	3185		0	0		5,02612610517394	1,2	0,4	1,6	106,32	94,09	0,999143835616438	0,998119122257053	0,999529116308272	0,998823621676731	['202' '229' '203' '183' '199' '197' '207' '313' '185' '187']	0	0	0
250	2	125, 131, 145, 149, 153, 159, 185, 197, 219, 251, 255	4	139, 207, 189, 215	1	197	-0,01	60	109,35804	1394	161	1,11644	441	Leak0 happens first	29,754837702385	0,8	0,4	1,2	105,11	95,17					nan
251	2	113, 131, 149, 159, 171, 185, 217, 219, 251	5	193, 145, 171, 105, 251	4	113, 213, 141, 139	-0,04	125	202,31328	2966,5	135	4,20777	849	Leak1 inside Leak0	29,9987948581269	1,2	0,4	2	107,12	93,41					nan
252	2	107, 113, 121, 125, 145, 149, 159, 201, 217, 237, 239, 251	3	119, 199, 253	2	143, 177	0,02	247	0,99709	701,5	301	13,61132	5318,5	Leak0 inside Leak1	39,396776070323	0,8	0,4	1,2	105,11	95,17					nan
253	1	125, 127, 145, 149, 153, 159, 161, 171, 185, 217, 225, 239	1	199	2	157, 145	0,03	180	11,72988	988,5		0	0		12,6936244156507	1,2	0,8	1,2	107,61	92,97	0,999543378995434	0,998986828774063	0,996966632962589	0,997975708502024	['121' '147' '303' '175' '217' '111' '297' '299' '125' '219']	0	0	0
254	1	113, 127, 131, 145, 171, 185, 197, 225, 237, 251, 255	3	237, 159, 251	4	213, 15, 167, 209	0,05	315	114,26207	138,5		0	0		11,8381880050284	0,4	0,4	2	106,28	94,17	0,999771689497717	0,996376811594203	0,989208633093525	0,992779783393502	['209' '317' '313' '207' '199' '177' '195' '193' '309' '315']	0	1	1
255	2	149, 153, 171, 185, 201, 217, 219, 225, 231, 251, 255	4	239, 219, 119, 251	2	15, 139	0,01	285	0,49367	5575,5	317	20,54412	3224,5	Leak0 overlaps Leak1	33,1073872786579	0,4	0,8	1,2	106,76	93,72					nan
256	2	113, 127, 131, 145, 149, 159, 171, 197, 225, 231, 251	5	203, 231, 197, 191, 109	5	143, 199, 167, 185, 211	-0,01	179	40,18952	1623	303	21,2587	4030	Leak0 inside Leak1	41,4702454514204	1,6	1	1,6	109,93	91,03					nan
257	1	113, 131, 153, 171, 197, 217, 219, 239, 251, 255	1	103	2	125, 189	-0,02	293	0,88706	536,5		0	0		17,3458750790068	1,6	0,6	0,4	105,4	94,87					nan
258	2	113, 125, 127, 131, 149, 153, 171, 185, 217, 239, 251, 255	3	101, 115, 145	5	163, 237, 229, 147, 193	0	179	1,49703	5047,5	285	14,28506	4451,5	Leak0 overlaps Leak1	34,6141067281433	0,8	0,8	0,8	106,39	94,03					nan
259	1	121, 145, 159, 171, 185, 201, 217, 225, 251, 255	5	239, 203, 237, 251, 243	1	149	-0,02	113	1,18662	198,5		0	0		9,95974845515392	1,2	0,8	0,4	106,02	94,34					nan
260	1	121, 125, 149, 153, 171, 201, 217, 219, 225, 231, 237, 239	2	203, 101	4	113, 111, 177, 171	0,02	60	168,36207	2766,5		0	0		23,7816407589644	2	0,4	0,8	105,57	94,71	0,999600456621005	0,999277326106594	0,999457896638959	0,999367603216189	['40' '20' '50' '329' '145' '133' '287' '137' '135' '147']	0	0	0
261	2	113, 125, 131, 145, 149, 153, 161, 171, 197, 225, 237, 251, 255	2	157, 161	3	253, 255, 207	0	153	55,19048	3177	325	2,08509	6078,5	Leak1 overlaps Leak0	9,21038420949293	1,6	0,4	1,2	105,94	94,4					nan
262	2	107, 113, 121, 127, 131, 149, 185, 197, 217, 225, 251	1	121	5	205, 193, 161, 189, 225	-0,04	287	1,08997	5368	131	4,5905	843,5	Leak0 happens first	5,525	0,8	0,8	1,2	107,19	93,34					nan
263	1	121, 131, 145, 149, 159, 185, 225, 231, 251, 255	2	151, 119	4	189, 255, 251, 131	0,04	103	5,25824	2736		0	0		34,8339248294068	0,8	0,4	1,6	105,9	94,47					nan
264	2	121, 127, 131, 145, 149, 153, 171, 197, 217, 237, 251, 255	5	107, 205, 163, 15, 166	1	239	0,03	121	1,29132	3870	231	129,01125	735,5	Leak0 happens first	13,7540920775668	2	0,6	0,8	106,61	93,79					nan
265	2	121, 125, 127, 131, 145, 159, 185, 197, 219, 225, 231	2	219, 201	5	239, 145, 127, 209, 163	0,05	191	4,06945	150,5	231	1,48718	3811,5	Leak1 happens first	8,0374041148086	0,8	0,6	1,2	106,14	94,25					nan
266	1	113, 115, 121, 145, 149, 159, 167, 225, 237, 251	2	219, 143	4	163, 113, 201, 161	0	247	9,16787	444		0	0		6,29791260485545	1,2	0,2	1,2	104,5	95,71	0,999828767123288	1	0,996625421822272	0,99830985915493	['243' '245' '249' '247' '257' '251' '261' '263' '269' '113']	0	1	1
267	2	113, 125, 127, 131, 149, 161, 171, 185, 197, 225, 239, 251, 255	1	205	2	123, 107	-0,03	291	1,02545	3212,5	285	36,74631	2992	Leak0 overlaps Leak1	7,73141817832516	0,4	0,2	1,6	104,45	95,78					nan
268	1	113, 125, 131, 145, 153, 159, 185, 197, 201, 219, 225, 231	2	219, 253	5	141, 107, 251, 193, 109	0	233	247,90787	1274		0	0		10,009332738258	0,8	0,6	0,4	104,57	95,64	0,998915525114155	0,993754879000781	0,998823067869753	0,996282527881041	['317' '183' '323' '187' '229' '235' '233' '319' '231' '185']	0	1	1
269	1	121, 127, 131, 145, 153, 161, 201, 217, 219, 237, 251, 255	3	185, 166, 189	1	149	0,03	177	17,04799	8138,5		0	0		16,4151342166838	1,2	1	1,2	108,68	92,07	0,999771689497717	0,999938559842713	0,999815702174714	0,999877127234749	['171' '125' '123' '120' '173' '163' '129' '122' '169' '116']	0	0	0
270	1	113, 125, 131, 149, 153, 157, 171, 197, 217, 219, 225, 255	3	163, 209, 153	2	207, 213	0,03	173	99,21691	2568		0	0		3,83865692533782	1,6	0,4	2	107,55	93,03	0,998573059360731	0,995733126454616	0,999416001557329	0,997571164869329	['40' '201' '329' '20' '133' '101' '135' '137' '145' '103']	0	0	0
271	2	113, 127, 131, 149, 159, 185, 197, 201, 219, 251, 255	3	141, 115, 243	2	109, 205	0,03	191	175,4932	1467	137	2,05768	728	Leak1 overlaps Leak0	7,94047583223192	1,2	1	0,4	107,07	93,43					nan
272	2	113, 125, 127, 131, 145, 149, 185, 201, 217, 251	3	237, 166, 231	4	121, 209, 109, 141	0,02	229	9,26316	634,5	202	1,55667	4165,5	Leak0 happens first	3,70704598105633	2	0,4	2	107,97	92,66					nan
273	1	113, 121, 149, 157, 185, 197, 201, 217, 219, 239, 251, 255	3	213, 177, 203	2	35, 167	0,02	209	16,43156	17		0	0		10,4178013932234	1,6	0,6	1,2	106,98	93,49	0,999828767123288	1	0,914285714285714	0,955223880597015	['223' '204' '241' '186' '217' '116' '219' '240' '209' '203']	0	1	1
274	1	121, 125, 127, 131, 149, 159, 171, 201, 217, 219, 225, 255	1	219	4	255, 203, 166, 161	0,04	151	0,54414	2553,5		0	0		3,79	1,6	0,4	2	107,55	93,03	0,707648401826484	0	0	0	['287' '293' '50' '291' '295' '289' '285' '283' '281' '277']	0	0	0
275	1	125, 127, 145, 149, 153, 159, 161, 171, 185, 231, 251, 255	4	255, 177, 205, 111	5	163, 113, 191, 109, 127	0	221	13,49474	2278		0	0		33,670199303313	1,6	0,4	0,8	105,15	95,09	0,997317351598174	1	0,989686197059469	0,994816367045329	['116' '217' '223' '219' '229' '205' '203' '309' '313' '199']	0	0	1
276	2	113, 125, 127, 149, 161, 185, 201, 217, 219, 251	2	131, 177	5	166, 109, 203, 193, 171	-0,01	121	0,39109	2932,5	281	25,94861	648,5	Leak1 inside Leak0	10,909350436105	2	0,2	1,2	105,33	94,93					nan
277	2	113, 121, 125, 127, 131, 153, 159, 171, 197, 219, 239, 255	2	247, 149	4	157, 203, 139, 105	0,05	189	14,00488	5655,5	323	8,43312	111,5	Leak0 happens first	11,003536204027	1,6	0,8	0,8	107,23	93,27					nan
278	2	113, 125, 127, 159, 161, 185, 217, 225, 239, 251, 255	1	237	4	255, 219, 207, 107	0,03	311	7,00049	3516,5	180	0,65479	541	Leak1 happens first	1,7880709460614	0,8	0,4	0,8	104,33	95,87					nan
279	1	113, 121, 127, 131, 145, 149, 159, 201, 219, 225, 231, 239	4	201, 123, 157, 243	3	149, 103, 229	0,05	287	0,07501	3619		0	0		9,92830241300441	1,6	0,4	0,8	105,15	95,09					nan
280	1	107, 113, 121, 145, 159, 161, 171, 201, 219, 225, 239, 253	3	101, 153, 203	5	185, 247, 151, 161, 199	0	117	3,99412	2087,5		0	0		24,5849972676458	1,6	0,8	0,8	107,23	93,27					nan
281	2	113, 121, 125, 131, 145, 149, 153, 185, 197, 201, 217, 251	2	197, 219	2	191, 123	0,01	305	69,44531	2229	277	0,63272	2742,5	Leak1 overlaps Leak0	7,62594413254069	1,6	0,2	1,2	104,91	95,32					nan
282	1	121, 125, 127, 131, 149, 153, 159, 185, 197, 217, 219, 225	4	105, 35, 237, 239	4	117, 103, 157, 131	0,01	309	0,15304	461,5		0	0		20,2172355942813	2	0,6	0,4	105,82	94,49	0,946803652968037	0	0	0	['115' '307' '301' '305' '112' '291' '119' '287' '293' '117']	0	0	0
283	1	121, 131, 145, 149, 157, 159, 217, 219, 231	3	199, 215, 201	1	141	0,05	231	5,74419	866,5		0	0		29,6973204333441	0,8	0,2	1,2	104,09	96,1	0,90148401826484	1	0,00461361014994233	0,00918484500574053	['273' '275' '277' '283' '281' '285' '295' '202' '271' '107']	0	0	0
284	1	113, 121, 125, 145, 171, 197, 201, 219, 225, 239, 251, 255	4	191, 105, 225, 213	1	113	-0,01	185	7,22145	4241		0	0		33,258703173791	1,2	0,4	0,8	104,74	95,48	0,54708904109589	1	0,064599787810916	0,121359760823829	['223' '225' '116' '251' '257' '249' '247' '217' '219' '209']	0	0	0
285	2	113, 121, 127, 161, 171, 185, 217, 219, 225, 231, 239, 255	1	191	1	149	0,03	269	11,88744	1654,5	123	17,93567	5812,5	Leak1 happens first	10,5839836855742	1,6	0,2	1,6	105,7	94,63					nan
286	2	113, 115, 125, 127, 131, 159, 197, 217, 219, 231, 251, 255	2	105, 147	1	217	0,02	149	0,67356	121,5	293	0,07803	3364,5	Leak0 inside Leak1	19,415894307644	1,6	1	2	110,76	90,37					nan
287	1	127, 131, 145, 149, 159, 171, 185, 197, 217, 219, 237, 251	4	141, 131, 166, 113	3	251, 147, 225	-0,02	115	0,49874	2082,5		0	0		7,16305618419199	0,8	0,6	2	107,75	92,89					nan
288	1	125, 127, 131, 149, 153, 159, 217, 225, 237, 239, 251	4	145, 199, 107, 185	1	213	0	303	19,13139	4279,5		0	0		25,8367787006601	1,6	0,8	0,8	107,23	93,27	0,999657534246575	0,999883122954652	0,999415887850467	0,999649450806263	['311' '219' '120' '217' '175' '297' '121' '213' '116' '122']	0	0	1
289	1	127, 131, 145, 149, 161, 201, 219, 225, 239, 251, 255	1	207	5	231, 123, 147, 105, 197	-0,02	315	0,91861	3676		0	0		7,51384377707098	0,8	1	2	109,89	91,11					nan
290	2	121, 125, 157, 159, 171, 185, 197, 219, 225, 231, 239, 251	1	185	5	253, 213, 111, 199, 113	-0,01	221	0,07806	1079,5	299	10,28968	748,5	Leak1 happens first	4,774	0,8	0,4	1,2	105,11	95,17					nan
291	1	121, 127, 131, 149, 159, 161, 185, 225, 251, 255	2	189, 167	4	207, 141, 105, 209	0,03	263	46,69409	3194,5		0	0		13,3534554032917	0,8	1	1,6	109,06	91,77	0,999828767123288	1	0,999530516431925	0,999765203099319	['249' '247' '257' '251' '245' '273' '269' '263' '261' '271']	0	1	1
292	1	107, 113, 149, 159, 185, 201, 217, 219, 225, 239, 255	5	215, 145, 251, 231, 143	2	131, 239	0,03	325	6,86448	1278		0	0		17,5113956161393	1,6	0,4	0,8	105,15	95,09	0,999086757990868	0,999214145383104	0,994524833789597	0,996863974911799	['277' '275' '240' '297' '147' '185' '131' '283' '281' '261']	0	0	0
293	2	131, 145, 149, 153, 157, 159, 171, 185, 201, 217, 219, 237	1	109	4	121, 103, 131, 251	-0,04	131	38,33266	364,5	113	1,71052	94,5	Leak0 happens first	22,5168523677339	2	0,4	1,6	107,16	93,33					nan
294	1	113, 121, 131, 145, 149, 153, 217, 219, 225, 231, 251, 255	2	125, 161	1	35	0	181	6,74158	3400		0	0		6,41393425856746	2	0,8	0,4	106,86	93,58	0,999486301369863	0,99970570924073	0,998970739597118	0,999338089284401	['133' '213' '215' '299' '121' '238' '311' '209' '303' '219']	0	0	0
295	1	131, 145, 149, 153, 159, 171, 197, 217, 219, 251, 255	1	149	2	197, 121	-0,03	147	3,62471	1155,5		0	0		3,675	1,6	0,2	1,6	105,7	94,63	0,977511415525114	0,997923156801661	0,831314878892734	0,90703161868806	['301' '213' '319' '131' '145' '311' '305' '119' '307' '225']	0	0	1
296	1	121, 127, 131, 145, 153, 157, 159, 185, 231, 239, 251, 255	1	229	2	185, 213	-0,02	289	18,18146	1700		0	0		7,81976848465962	0,8	0,4	2	106,7	93,79	0,999828767123288	1	0,999117906498089	0,999558758640977	['271' '291' '103' '289' '263' '293' '273' '109' '287' '275']	0	1	1
297	2	107, 113, 121, 131, 153, 161, 171, 197, 217, 225, 231, 237, 251	5	201, 219, 199, 111, 197	5	149, 131, 231, 157, 185	0,04	263	0,49461	4420,5	60	289,59094	340	Leak0 happens first	43,8306296048501	0,8	0,8	2	108,81	91,99					nan
298	2	113, 125, 127, 131, 153, 185, 197, 201, 217, 225, 251, 255	5	247, 225, 117, 125, 147	3	203, 115, 251	0,02	116	17,02478	996	293	0,98184	1201,5	Leak1 happens first	25,6735517491703	0,8	0,4	0,4	103,55	96,57					nan
299	2	113, 127, 145, 149, 171, 185, 217, 219, 237, 255	4	167, 159, 199, 243	1	145	0,03	177	1,1942	1435,5	247	57,34751	4372,5	Leak1 happens first	19,8982880607549	0,8	0,2	0,8	103,31	96,8					nan
300	1	113, 121, 125, 131, 149, 157, 161, 197, 201, 231, 237, 239, 253	1	153	4	215, 113, 161, 209	0,04	281	1,01677	117,5		0	0		6,22171950213986	2	0,4	2	107,97	92,66					nan
301	2	121, 127, 149, 153, 159, 161, 171, 185, 201, 217, 225, 255	3	131, 107, 193	2	147, 191	0,01	155	23,29446	260	299	0,11466	1567	Leak0 happens first	17,5632546718672	0,4	0,6	1,6	106,52	93,94					nan
302	1	121, 125, 131, 145, 149, 159, 161, 201, 217, 225, 231, 255	2	123, 103	3	193, 207, 127	0,02	186	1,88162	128,5		0	0		14,2982400350248	1,6	0,2	0,8	104,13	96,02					nan
303	1	145, 149, 159, 161, 171, 185, 217, 225, 239, 251, 255	3	253, 243, 151	5	139, 145, 161, 166, 255	0,04	311	1,03479	941,5		0	0		20,5012781320237	0,4	0,6	0,8	104,93	95,32					nan
304	2	115, 125, 131, 145, 171, 197, 219, 225, 239, 251	3	161, 103, 197	2	131, 145	0,05	171	59,36644	2455,5	215	0,28945	3605	Leak1 overlaps Leak0	18,5378217363059	0,4	0,6	1,2	105,72	94,63					nan
305	2	125, 145, 149, 153, 161, 185, 201, 219, 239, 251, 255	3	113, 143, 125	2	219, 111	0	273	2,17412	4401	223	26,88453	136	Leak0 happens first	6,62459050590921	0,8	0,8	0,8	106,39	94,03					nan
306	1	113, 121, 125, 153, 159, 171, 201, 219, 231, 237, 239, 251, 255	3	119, 109, 209	2	253, 153	-0,04	240	2,72476	4422		0	0		49,1971906281335	2	0,4	1,2	106,36	94,02					nan
307	2	121, 125, 153, 157, 159, 171, 219, 225, 231, 251	5	107, 189, 109, 211, 161	1	127	-0,04	185	14,02696	4537,5	313	0,62091	1227,5	Leak1 inside Leak0	45,5013612571959	1,2	0,4	2	107,12	93,41					nan
308	1	113, 115, 121, 125, 127, 145, 153, 161, 171, 217, 225, 239, 251	1	113	5	237, 189, 207, 255, 177	0	115	16,59102	1365,5		0	0		4,081	1,6	0,8	0,8	107,23	93,27	0,999429223744292	0,997441520467836	0,998901903367496	0,998171177761522	['115' '111' '117' '105' '307' '301' '109' '107' '299' '305']	1	1	1
309	1	113, 127, 131, 145, 159, 161, 171, 197, 201, 225, 231, 251	5	251, 243, 193, 107, 207	5	149, 147, 217, 191, 177	0	131	183,81801	2875		0	0		23,7713547522452	0,4	0,8	0,8	105,97	94,41	0,999828767123288	1	0,999478351591028	0,9997391077485	['169' '159' '163' '129' '171' '161' '155' '125' '153' '151']	0	0	1
310	1	113, 121, 127, 131, 161, 171, 197, 219, 225, 239, 251	4	121, 159, 117, 35	1	119	-0,04	125	69,99578	289,5		0	0		21,2362939590377	0,4	0,4	0,8	103,91	96,25	0,999828767123288	1	0,994827586206897	0,997407087294728	['129' '125' '123' '169' '229' '122' '173' '159' '161' '155']	0	1	1
311	2	113, 127, 131, 145, 153, 159, 161, 185, 201, 225, 231, 251	4	213, 237, 153, 119	4	111, 131, 171, 177	0,03	171	41,45628	4148,5	147	0,4953	2266,5	Leak0 happens first	28,8704723752053	1,6	0,8	1,2	108,04	92,59					nan
312	1	113, 125, 145, 149, 159, 161, 171, 197, 201, 225, 231, 251	4	109, 127, 177, 103	5	163, 219, 197, 131, 151	0,05	313	31,06801	5232		0	0		48,4521791357758	0,8	0,4	1,2	105,11	95,17	0,999372146118722	0,999904361132364	0,999044433827043	0,999474212513742	['217' '223' '121' '116' '112' '115' '219' '303' '299' '297']	0	0	0
313	1	113, 127, 131, 145, 161, 167, 171, 217, 225, 251, 255	2	211, 153	3	219, 203, 253	0,04	181	54,51402	284,5		0	0		6,66030663336464	0,8	0,4	1,6	105,9	94,47	0,999714611872146	0,996485061511424	0,994736842105263	0,995610184372256	['303' '301' '311' '103' '109' '107' '121' '111' '113' '114']	0	0	0
314	2	125, 127, 131, 145, 159, 171, 185, 201, 217, 231, 251, 255	5	197, 191, 115, 201, 111	3	121, 157, 109	0	115	0,9123	4576	329	65,45771	2565	Leak1 overlaps Leak0	32,9149916567522	0,8	1	1,2	108,25	92,44					nan
315	2	121, 145, 149, 157, 161, 171, 185, 197, 201, 225, 239, 251, 255	1	239	5	143, 209, 171, 166, 115	0,02	50	12,0529	1451,5	305	2,09318	4023,5	Leak1 happens first	3,577	0,8	0,4	0,8	104,33	95,87					nan
316	1	113, 115, 125, 131, 149, 153, 171, 185, 237, 239, 251, 255	4	185, 147, 149, 15	3	151, 123, 231	0	245	98,82662	5700,5		0	0		8,46031029416001	1,6	0,4	0,8	105,15	95,09	0,999828767123288	1	0,999736888265217	0,999868426823385	['249' '247' '251' '257' '245' '269' '261' '243' '263' '271']	0	1	1
317	1	125, 127, 149, 161, 171, 185, 197, 217, 225, 251, 255	3	171, 243, 215	4	153, 107, 141, 101	0,02	325	0,10392	2039		0	0		15,7923635086061	1,6	0,4	0,8	105,15	95,09	0,767979452054795	1	0,00343221377788674	0,00684094795993159	['117' '297' '121' '223' '217' '115' '299' '219' '329' '303']	0	0	0
318	1	113, 121, 125, 145, 185, 217, 219, 225, 231, 239, 251	1	166	4	35, 231, 149, 143	0,04	204	5,09911	578,5		0	0		0,315920461862794	2	0,6	1,6	108,22	92,43	0,997146118721461	0,96089850249584	0,997409326424871	0,978813559322034	['133' '115' '107' '111' '101' '147' '117' '109' '105' '275']	0	0	0
319	1	113, 121, 127, 131, 153, 161, 171, 185, 197, 231, 255	5	203, 107, 237, 185, 231	1	149	-0,02	221	0,07471	4275,5		0	0		16,1634746727727	1,2	0,8	1,6	108,42	92,29					nan
320	1	113, 131, 145, 149, 159, 171, 217, 225, 251	2	213, 159	1	219	-0,04	120	1,69246	792,5		0	0		5,6102762673518	1,2	0,8	1,6	108,42	92,29					nan
321	2	115, 125, 159, 167, 185, 201, 217, 225, 231, 237, 251	5	185, 251, 199, 105, 161	3	141, 107, 123	0,05	109	49,54763	909,5	238	16,57882	107,5	Leak1 overlaps Leak0	36,5308457555711	1,6	1	2	110,76	90,37					nan
322	1	127, 145, 149, 159, 161, 201, 219, 225, 231, 237, 239, 255	3	151, 145, 15	1	211	0,04	251	1,03163	7035		0	0		19,2491053202299	0,4	0,8	2	108,38	92,36					nan
323	2	121, 125, 145, 149, 153, 161, 171, 201, 225, 239, 251, 255	4	113, 163, 213, 211	4	139, 253, 203, 107	0,04	145	0,76521	2539	60	6,41748	1085,5	Leak0 happens first	5,55370118366719	1,2	0,2	1,2	104,5	95,71					nan
324	1	113, 121, 145, 159, 171, 185, 197, 201, 217, 239, 255	4	105, 209, 101, 111	1	123	0,05	207	0,40073	885		0	0		52,4474568110941	1,2	0,8	0,4	106,02	94,34					nan
325	2	121, 127, 153, 159, 171, 197, 217, 219, 225, 231, 239, 255	4	167, 145, 229, 171	1	151	0,05	281	4,01406	7081,5	309	0,34127	887,5	Leak1 inside Leak0	15,3736050317915	1,2	1	1,2	108,68	92,07					nan
326	2	127, 131, 149, 185, 201, 217, 219, 225, 231, 239, 251, 255	4	111, 159, 229, 103	4	219, 131, 115, 119	0,05	271	3,0609	4011,5	103	1,1095	6491	Leak0 inside Leak1	39,5910048082261	0,4	0,2	1,6	104,45	95,78					nan
327	1	113, 121, 127, 145, 149, 153, 161, 185, 201, 219, 225	4	131, 191, 121, 101	2	153, 119	0	119	1,13826	1210		0	0		33,3040649051326	2	0,8	1,2	108,46	92,21					nan
328	1	113, 121, 127, 145, 171, 185, 217, 231, 239	1	213	1	141	-0,02	205	1,13479	2964,5		0	0		1,91560232159468	0,8	0,4	0,8	104,33	95,87	0,664041095890411	1	0,00741989881956155	0,0147304988282558	['238' '179' '263' '116' '269' '213' '223' '271' '240' '261']	0	0	0
329	1	131, 145, 149, 153, 159, 161, 185, 197, 217, 225, 251	1	193	4	185, 105, 253, 113	0,01	303	0,90302	176,5		0	0		7,57823803602913	1,6	0,2	0,8	104,13	96,02					nan
330	1	115, 121, 125, 127, 153, 197, 201, 217, 219, 225, 255	4	159, 191, 139, 247	3	217, 209, 243	-0,04	213	0,36544	737		0	0		22,7632729055324	0,8	0,8	0,8	106,39	94,03					nan
331	2	115, 125, 131, 145, 149, 171, 185, 201, 217, 225, 251, 255	4	229, 101, 205, 166	1	125	-0,01	249	0,373	159	169	0,96103	1891,5	Leak0 inside Leak1	34,1334997379936	1,2	0,6	0,8	105,77	94,56					nan
332	1	113, 127, 131, 149, 153, 159, 171, 185, 197, 201, 219, 251	3	115, 203, 189	5	231, 153, 149, 147, 143	0,04	181	5,92074	443,5		0	0		18,9319671717792	0,8	0,4	1,6	105,9	94,47	0,993892694063927	0,991194968553459	0,887387387387387	0,936423054070113	['295' '285' '173' '225' '103' '133' '283' '113' '281' '109']	0	0	0
333	2	113, 121, 131, 149, 153, 167, 171, 185, 219, 231, 251, 255	5	229, 191, 207, 121, 157	2	211, 123	0	307	15,78248	501,5	325	0,47093	986,5	Leak1 happens first	32,1874058686003	1,2	0,4	0,4	103,96	96,18					nan
334	1	127, 131, 153, 159, 161, 171, 197, 201, 225, 251, 255	1	217	4	209, 101, 131, 161	0,04	231	177,06648	3409,5		0	0		2,86618575043718	1,2	0,2	1,2	104,5	95,71	0,997945205479452	0,995182481751825	0,999560117302053	0,997366495976591	['299' '297' '303' '121' '307' '301' '305' '123' '122' '161']	0	0	0
335	1	115, 121, 131, 145, 149, 153, 171, 225, 239, 251, 253, 255	1	101	5	189, 103, 163, 243, 191	-0,02	179	180,36887	2546		0	0		21,5750472283276	0,8	1	0,8	107,44	93,12	0,999714611872146	0,999607227022781	0,999410956214412	0,999509081983309	['180' '181' '179' '321' '209' '309' '177' '183' '185' '186']	0	1	1
336	1	121, 125, 127, 145, 149, 153, 159, 185, 197, 219, 225, 237, 255	5	105, 199, 213, 225, 201	3	151, 171, 191	-0,04	195	0,1927	3755		0	0		35,9014496504053	0,8	0,4	1,2	105,11	95,17	0,571746575342466	1	0,00106510451338038	0,00212794254555127	['213' '217' '221' '311' '219' '121' '297' '223' '205' '186']	0	0	0
337	1	113, 121, 131, 145, 149, 159, 185, 201, 237, 239	1	191	4	251, 145, 215, 35	0,05	283	16,6596	301		0	0		10,6126283836022	2	1	1,6	110,36	90,66	0,999657534246575	0,995024875621891	0,995024875621891	0,995024875621891	['291' '287' '293' '295' '285' '281' '283' '277' '275' '289']	0	1	1
338	2	113, 131, 159, 171, 185, 197, 201, 219, 225, 239	3	101, 201, 209	3	15, 225, 117	0,04	325	0,88367	814	243	95,37479	487	Leak0 happens first	26,0769972663853	1,6	0,4	0,8	105,15	95,09					nan
339	1	115, 121, 125, 127, 145, 153, 159, 171, 197, 217, 219, 237, 239, 251	5	177, 193, 209, 197, 151	1	15	0,02	183	212,55597	3288,5		0	0		32,1962473707357	1,2	0,2	0,8	103,72	96,41	0,999771689497717	0,999847931873479	0,999543934326543	0,999695909989357	['180' '181' '179' '321' '189' '183' '187' '185' '313' '177']	0	1	1
340	2	121, 125, 127, 131, 145, 159, 197, 219, 225, 231, 251, 255	3	127, 215, 123	5	109, 209, 225, 143, 211	0,02	101	1,87197	328	113	13,34324	1583,5	Leak1 happens first	12,6031774923899	1,6	0,6	0,4	105,4	94,87					nan
341	1	121, 127, 131, 159, 167, 171, 185, 201, 217, 219, 231, 253	3	189, 145, 253	5	103, 15, 105, 141, 127	0	173	166,3384	363,5		0	0		19,0934981055356	0,8	0,8	1,6	108	92,66	0,999828767123288	1	0,995879120879121	0,997935306262904	['173' '175' '123' '217' '177' '219' '179' '181' '180' '321']	1	1	1
342	1	121, 127, 131, 145, 153, 185, 201, 219, 225, 231, 251, 255	5	101, 191, 237, 247, 219	3	251, 115, 127	0,02	120	0,72779	1355,5		0	0		44,2591989041593	1,6	0,8	0,4	106,44	93,96					nan
343	1	113, 115, 125, 127, 145, 159, 161, 167, 171, 185, 217, 219, 251	1	139	3	159, 185, 251	0,03	114	9,02776	820,5		0	0		0,607360390800309	1,6	0,2	2	106,5	93,94	0,996974885844749	0,970396684428656	0,998172959805116	0,984088862203542	['297' '121' '213' '329' '311' '219' '217' '223' '109' '273']	0	0	0
344	1	121, 125, 145, 159, 161, 185, 197, 217, 225, 237, 239, 251	4	231, 255, 243, 131	5	213, 109, 193, 141, 166	-0,02	213	0,46659	3034		0	0		11,2398793908738	1,6	0,6	1,6	107,79	92,81					nan
345	1	127, 131, 145, 153, 159, 171, 185, 197, 219, 239, 251, 255	2	115, 243	5	163, 161, 209, 159, 143	0,02	105	45,29736	2143		0	0		6,87362152794287	2	0,6	1,2	107,41	93,11	0,999657534246575	0,999300209937019	0,999300209937019	0,999300209937019	['101' '145' '103' '105' '109' '107' '287' '133' '111' '117']	0	1	1
346	1	113, 127, 131, 145, 153, 171, 197, 219, 225, 231, 251, 255	4	211, 153, 131, 225	5	151, 101, 177, 145, 219	0	243	14,88324	2555		0	0		12,0299478299852	1,2	0,8	1,6	108,42	92,29	0,999771689497717	1	0,999217374290745	0,999608533959679	['287' '299' '329' '240' '145' '293' '295' '285' '303' '113']	0	0	0
347	2	121, 125, 127, 149, 153, 159, 171, 197, 217, 239, 251, 255	5	231, 113, 149, 177, 103	1	105	-0,01	175	14,4436	3672	159	2,31651	1897,5	Leak1 inside Leak0	27,0932566883597	0,4	0,6	1,6	106,52	93,94					nan
348	2	121, 125, 131, 149, 171, 197, 201, 217, 219, 225, 251, 255	3	163, 153, 147	1	35	-0,04	169	11,09441	6863,5	221	0,45838	6939	Leak1 overlaps Leak0	7,13339629024452	0,8	0,4	1,6	105,9	94,47					nan
349	2	131, 149, 153, 159, 185, 197, 201, 219, 225, 231, 239, 251	2	201, 237	3	217, 225, 141	-0,01	169	0,09545	1106,5	202	0,15658	239,5	Leak0 happens first	4,75947814895449	1,6	0,2	0,8	104,13	96,02					nan
350	2	113, 149, 159, 171, 185, 197, 201, 217, 225, 237	4	231, 217, 199, 151	1	161	-0,03	261	0,97652	693	245	69,58979	394,5	Leak0 overlaps Leak1	35,4818610002385	2	0,6	1,2	107,41	93,11					nan
351	2	125, 131, 145, 153, 159, 161, 171, 185, 217, 225, 251, 255	3	203, 197, 101	2	231, 239	0	238	9,61839	200,5	223	25,67082	4928	Leak1 happens first	27,0237766966998	0,4	0,4	0,8	103,91	96,25					nan
352	2	121, 127, 131, 145, 149, 159, 185, 197, 201, 217, 219, 251	3	161, 217, 211	2	147, 149	0,04	173	33,95069	3675	285	35,19039	151,5	Leak1 happens first	6,44031368547873	0,4	0,4	0,4	103,14	96,96					nan
353	1	113, 115, 121, 131, 145, 149, 153, 159, 161, 185, 217, 219	1	161	2	139, 167	0	171	8,9185	5108		0	0		4,883	1,2	1	1,6	109,5	91,4	0,999714611872146	0,999804228660924	0,999706371733386	0,999755297802574	['309' '122' '215' '209' '186' '205' '321' '237' '120' '239']	0	0	1
354	2	113, 121, 125, 159, 171, 185, 197, 225, 231, 251	4	253, 201, 121, 237	4	171, 213, 167, 225	0,02	113	58,64511	1721,5	129	1,43292	935,5	Leak1 overlaps Leak0	14,5037107933971	1,2	0,4	2	107,12	93,41					nan
355	1	113, 125, 145, 149, 153, 157, 159, 171, 185, 219, 231, 237	4	243, 199, 121, 203	5	253, 143, 139, 103, 219	0,04	181	1,4824	432		0	0		18,2269592068507	1,6	0,2	0,4	103,36	96,73					nan
356	2	121, 127, 131, 149, 153, 159, 167, 171, 201, 219, 225, 239	5	185, 207, 159, 219, 237	1	189	-0,03	319	39,91376	763	301	0,04962	1306,5	Leak1 happens first	18,8588564732852	2	0,8	1,2	108,46	92,21					nan
357	1	121, 145, 149, 157, 159, 171, 217, 219, 225, 251	5	171, 125, 209, 207, 177	5	101, 189, 123, 213, 193	0,01	239	16,35951	4268		0	0		23,7382576587498	0,8	0,8	1,6	108	92,66	0,999543378995434	1	0,999062902659014	0,999531231688738	['319' '235' '237' '317' '233' '323' '231' '239' '311' '204']	0	1	1
358	2	121, 127, 131, 153, 159, 185, 201, 225, 231, 251, 255	2	109, 141	3	101, 105, 255	0	323	0,45389	188	116	1,93205	145	Leak1 happens first	28,3295119961741	2	0,2	2	106,92	93,56					nan
359	2	113, 121, 125, 131, 145, 153, 159, 185, 217, 225, 255	1	171	4	211, 141, 159, 177	0	283	1,86471	3875	105	26,31054	1791	Leak1 inside Leak0	4,78892358118714	1,6	0,6	2	108,61	92,14					nan
360	2	113, 121, 145, 159, 171, 197, 201, 217, 219, 225, 239, 251	2	205, 107	4	217, 121, 127, 117	0	297	5,13001	85	281	1,40981	1504,5	Leak0 happens first	14,2486524956368	2	0,4	0,4	104,78	95,41					nan
361	2	107, 113, 121, 127, 145, 149, 157, 201, 225, 239, 251, 255	4	205, 141, 145, 217	5	207, 185, 219, 247, 157	-0,02	295	1,65512	421	149	2,24606	3693,5	Leak1 happens first	11,8353734628578	1,2	0,8	0,8	106,81	93,65					nan
362	1	127, 131, 145, 149, 153, 157, 167, 217, 219, 231, 251, 255	3	15, 107, 177	1	143	0	309	0,1019	1764,5		0	0		12,9958049311139	0,4	0,4	1,6	105,48	94,86					nan
363	1	113, 127, 131, 145, 149, 153, 159, 217, 219, 231, 239	5	123, 253, 149, 115, 229	1	127	-0,04	281	3,80515	205,5		0	0		20,8741585425004	1,2	0,8	0,4	106,02	94,34					nan
364	2	121, 131, 145, 171, 197, 201, 217, 219, 225, 237, 251	3	15, 113, 167	5	189, 199, 215, 159, 209	0	153	1,53381	5351,5	238	62,92738	3550	Leak1 inside Leak0	4,22948173855345	1,6	0,8	1,2	108,04	92,59					nan
365	1	121, 131, 157, 159, 185, 197, 213, 219, 231, 237, 239	3	191, 211, 111	3	209, 167, 151	0,04	187	13,35271	677		0	0		25,6986454469923	1,2	0,6	1,6	107,37	93,19	0,997945205479452	0,999242997728993	0,974169741697417	0,986547085201794	['115' '225' '114' '307' '113' '117' '240' '112' '219' '119']	0	0	0
366	1	121, 131, 145, 149, 159, 171, 197, 231, 251, 253	4	229, 213, 147, 211	4	197, 171, 205, 201	0,05	153	49,49265	682,5		0	0		10,1118085597506	0,8	0,8	1,6	108	92,66	0,999771689497717	0,999266862170088	0,997803806734993	0,998534798534799	['147' '129' '149' '151' '153' '155' '159' '169' '131' '161']	0	1	1
367	1	125, 149, 153, 159, 171, 185, 197, 201, 217, 219, 225, 231, 255	1	121	3	171, 185, 151	-0,02	153	0,77675	485		0	0		4,67933371170397	1,2	0,6	1,2	106,56	93,87	0,943949771689498	0	0	0	['173' '321' '311' '183' '293' '181' '180' '325' '211' '185']	0	0	0
368	1	113, 127, 131, 145, 197, 201, 217, 219, 239, 251, 255	5	197, 185, 101, 113, 205	2	109, 215	0,01	117	0,43567	1687		0	0		35,646888966359	1,6	0,4	1,6	106,74	93,71	0,807134703196347	0	0	0	['115' '117' '305' '299' '111' '303' '107' '307' '112' '225']	0	1	1
369	2	113, 131, 149, 153, 157, 185, 219, 225, 231, 255	2	131, 253	2	166, 163	0,03	233	1,31923	3362,5	293	1,08929	4224,5	Leak1 overlaps Leak0	10,6710382883739	1,2	0,8	2	109,24	91,62					nan
370	1	121, 127, 131, 149, 153, 159, 171, 197, 217, 231, 251, 255	3	151, 189, 163	4	199, 103, 251, 203	0,01	301	0,79155	781,5		0	0		33,6033078131831	1,2	0,6	1,6	107,37	93,19					nan
371	1	115, 131, 145, 153, 159, 185, 197, 217, 219, 239, 251, 255	2	115, 157	4	117, 153, 147, 131	-0,02	204	14,19576	6098		0	0		11,1177359854196	2	0,4	0,8	105,57	94,71	0,999771689497717	0,999917999179992	0,999754037878167	0,99983601180715	['117' '115' '161' '239' '237' '319' '204' '317' '199' '169']	0	1	1
372	1	113, 121, 125, 131, 159, 171, 197, 231, 237, 239, 251, 255	2	111, 107	5	199, 123, 147, 253, 153	0,04	153	10,06382	207,5		0	0		22,6653162361362	2	0,8	0,8	107,66	92,89	0,997203196347032	0,991957104557641	0,889423076923077	0,937896070975919	['171' '129' '20' '137' '135' '131' '329' '125' '169' '163']	0	0	0
373	1	113, 121, 127, 153, 159, 161, 171, 201, 217, 225, 237, 255	1	217	5	207, 145, 121, 247, 231	0,01	117	2,14854	346		0	0		5,276	1,6	0,6	1,6	107,79	92,81	0,997831050228311	1	0,945165945165945	0,971810089020772	['293' '120' '291' '175' '237' '287' '204' '163' '239' '122']	0	0	0
374	1	113, 115, 121, 125, 127, 161, 171, 217, 219, 225, 239, 251	5	103, 251, 191, 247, 113	2	197, 243	-0,02	223	37,06734	32,5		0	0		37,530867338789	1,6	0,6	1,2	106,98	93,49	0,999828767123288	1	0,954545454545455	0,976744186046512	['217' '219' '213' '311' '215' '223' '116' '301' '211' '305']	0	1	1
375	1	107, 113, 121, 125, 159, 161, 171, 185, 197, 217, 225, 251, 255	1	217	1	139	0,05	221	1,06332	1347		0	0		4,313	0,4	0,4	1,6	105,48	94,86					nan
376	1	113, 115, 125, 127, 131, 153, 171, 185, 213, 217, 251, 255	1	203	5	207, 231, 145, 177, 101	0,01	171	2,17342	3885,5		0	0		0,11064073730934	2	1	1,2	109,54	91,33	0,956906392694064	0,91174744748269	0,999613998970664	0,95366108144602	['323' '173' '147' '207' '309' '199' '297' '235' '151' '149']	0	0	1
377	2	121, 125, 127, 131, 153, 159, 171, 217, 225, 251, 255	1	191	4	185, 153, 197, 125	0,03	171	37,7014	2426,5	271	1,14697	3172,5	Leak0 overlaps Leak1	11,3686827692615	1,6	0,2	0,8	104,13	96,02					nan
378	1	121, 125, 127, 131, 153, 201, 217, 219, 225, 231, 237, 251, 255	1	15	2	207, 141	0	271	5,1467	633,5		0	0		0,144231100188124	0,8	1	1,6	109,06	91,77	0,998915525114155	0,987509758001561	0,997634069400631	0,992546096508435	['40' '201' '101' '103' '329' '125' '109' '197' '123' '199']	0	0	0
379	2	115, 127, 145, 159, 161, 185, 197, 201, 219, 231, 237, 239	4	193, 161, 201, 167	5	151, 109, 251, 205, 147	0	231	213,15087	2897,5	155	32,7845	1102,5	Leak1 overlaps Leak0	17,7874182175747	1,2	0,6	0,4	104,99	95,26					nan
380	2	113, 121, 131, 145, 149, 159, 161, 185, 217, 219, 225, 251, 255	1	215	4	185, 207, 167, 131	0	269	0,19925	5544,5	231	10,56299	331	Leak0 happens first	10,8650582427868	0,4	0,2	1,6	104,45	95,78					nan
381	2	127, 131, 149, 153, 159, 185, 197, 217, 225, 231, 237, 255	3	203, 139, 147	1	119	0,02	60	57,59089	6637,5	201	28,31035	1488,5	Leak1 overlaps Leak0	1,83418448677918	0,8	0,8	1,2	107,19	93,34					nan
382	2	121, 125, 149, 159, 185, 197, 217, 225, 231, 237, 251, 255	2	225, 209	5	139, 217, 237, 153, 127	0,04	311	0,63626	513	135	0,38927	4029	Leak1 happens first	3,60845457329121	0,8	0,6	1,6	106,94	93,56					nan
383	1	113, 121, 127, 131, 185, 201, 217, 225, 231, 239, 251, 255	1	159	2	109, 115	-0,01	153	0,56857	3457		0	0		5,01604874594559	1,2	1	1,6	109,5	91,4	0,606392694063927	1	0,00274765003615329	0,00548024228439573	['115' '117' '155' '116' '112' '223' '153' '113' '225' '114']	0	1	1
384	2	127, 145, 149, 153, 159, 201, 219, 231, 239, 251, 255	4	197, 109, 125, 147	1	115	0,02	191	4,74156	2055,5	169	1,58271	3324,5	Leak1 happens first	37,3466699986098	1,6	0,8	1,6	108,85	91,92					nan
385	1	113, 121, 127, 149, 153, 171, 217, 219, 225, 251	5	131, 103, 157, 207, 203	4	115, 166, 201, 217	-0,04	238	2,10256	1467,5		0	0		32,4488618375264	1,6	0,6	0,8	106,19	94,18					nan
386	2	113, 121, 125, 159, 185, 201, 217, 231, 239, 255	2	147, 255	5	111, 105, 225, 201, 149	0,04	213	41,60356	1324,5	181	33,47246	495	Leak1 overlaps Leak0	3,92021631685081	1,6	0,4	1,6	106,74	93,71					nan
387	1	113, 121, 125, 127, 131, 145, 149, 159, 161, 185, 217, 219, 255	1	225	1	141	0,02	105	11,45185	1420		0	0		2,79063126703318	1,6	0,8	0,4	106,44	93,96	0,999372146118722	0,997189037245257	0,998944033790919	0,998065764023211	['107' '109' '101' '103' '105' '117' '115' '111' '295' '293']	0	1	1
388	1	107, 113, 127, 131, 145, 153, 159, 185, 201, 219, 225, 239, 255	2	109, 205	3	185, 127, 201	-0,01	105	0,8983	3940		0	0		31,1777716663139	0,4	0,8	2	108,38	92,36					nan
389	1	121, 145, 149, 153, 161, 167, 185, 217, 219, 239, 255	2	185, 243	3	101, 199, 231	-0,02	305	2,10944	1945,5		0	0		4,71816761212484	1,2	0,6	1,2	106,56	93,87					nan
390	2	127, 131, 153, 171, 185, 201, 219, 225, 237, 251, 255	1	149	2	35, 253	0,05	245	6,07575	1087,5	238	41,35409	908,5	Leak1 happens first	2,80077507013493	1,6	0,2	1,2	104,91	95,32					nan
391	1	113, 121, 127, 131, 149, 153, 171, 185, 217, 219, 237, 255	4	193, 119, 166, 215	4	243, 15, 123, 131	0	191	7,25583	2115,5		0	0		38,6167267831217	1,6	0,4	1,2	105,94	94,4	0,998401826484018	0,999762244412744	0,993620037807183	0,996681678122778	['179' '180' '181' '321' '183' '185' '175' '177' '187' '189']	0	0	1
392	2	121, 125, 145, 153, 159, 161, 197, 201, 217, 225, 231, 239	1	201	1	185	0	329	4,48736	5445	123	15,96185	7148,5	Leak0 inside Leak1	4,864	0,4	0,6	0,8	104,93	95,32					nan
393	2	113, 125, 149, 153, 159, 167, 185, 201, 225, 231, 251, 255	5	141, 217, 201, 219, 15	1	145	-0,02	116	39,1191	94	239	1,7682	1054,5	Leak1 happens first	11,4340407185058	0,4	0,4	1,2	104,69	95,55					nan
394	1	121, 127, 145, 153, 159, 161, 171, 219, 231, 237, 239, 255	5	243, 107, 153, 166, 167	2	127, 229	-0,01	135	4,66815	608,5		0	0		10,8193674784549	1,6	1	1,2	109,11	91,7	0,997317351598174	1	0,961412151067324	0,980326496442026	['145' '173' '131' '311' '137' '135' '225' '114' '113' '201']	0	1	1
395	1	127, 149, 159, 161, 171, 185, 197, 201, 219, 225, 231, 255	4	125, 191, 193, 113	4	201, 205, 151, 166	0,03	315	67,33653	166,5		0	0		23,146318654978	1,6	0,2	1,6	105,7	94,63	0,999714611872146	0,993993993993994	0,991017964071856	0,992503748125937	['235' '323' '209' '317' '229' '215' '309' '211' '233' '231']	0	0	0
396	1	113, 121, 127, 145, 159, 201, 217, 225, 231, 239, 255	5	247, 113, 159, 225, 127	2	151, 219	0,02	293	0,44341	6257,5		0	0		23,3411057561936	2	0,4	1,6	107,16	93,33					nan
397	1	115, 131, 145, 149, 161, 185, 201, 219, 225, 239, 255	3	237, 151, 219	2	217, 121	-0,04	163	5,02192	268		0	0		20,3295145980265	1,6	0,6	1,2	106,98	93,49					nan
398	2	125, 131, 145, 149, 171, 185, 201, 217, 219, 225, 231, 239	3	125, 205, 211	2	215, 131	0,05	223	0,67613	5046,5	285	0,98194	3314,5	Leak0 overlaps Leak1	13,2087282231906	2	0,8	1,2	108,46	92,21					nan
399	1	127, 145, 153, 159, 161, 171, 185, 197, 219, 239, 255	3	147, 105, 117	5	115, 191, 103, 139, 197	0,01	50	364,90378	1924,5		0	0		30,1175398691589	2	0,8	1,6	109,28	91,54	0,999828767123288	1	0,999220779220779	0,99961023775497	['50' '289' '291' '20' '293' '287' '40' '295' '133' '285']	1	1	1
400	2	121, 125, 145, 149, 153, 159, 197, 201, 225, 251, 255	3	229, 107, 213	4	103, 197, 237, 115	0,02	311	56,56556	3115	116	66,2855	328	Leak1 happens first	14,7319613043802	0,8	0,8	1,6	108	92,66					nan
401	1	113, 121, 127, 131, 149, 197, 217, 219, 225, 231, 251	4	166, 203, 197, 255	4	251, 253, 229, 215	0,05	233	111,26361	1024,5		0	0		8,15304546780968	1,6	0,4	0,8	105,15	95,09	0,998915525114155	0,992244304411052	0,998536585365854	0,99538050085096	['237' '181' '180' '202' '239' '204' '205' '209' '313' '179']	0	0	0
402	2	121, 149, 153, 197, 201, 217, 225, 231, 251, 255	4	159, 109, 147, 121	4	145, 185, 171, 157	0	317	0,16322	8,5	217	1,97468	594	Leak1 happens first	31,7995100653849	1,6	0,8	1,2	108,04	92,59					nan
403	2	127, 131, 145, 159, 171, 185, 201, 219, 225, 237, 251, 255	1	185	5	209, 205, 193, 255, 225	-0,02	105	6,22569	6719,5	125	3,85787	5508,5	Leak1 inside Leak0	3,604	1,2	1	0,8	107,87	92,75					nan
404	1	113, 127, 149, 161, 171, 185, 197, 219, 225, 231, 251, 255	3	225, 119, 191	4	127, 237, 251, 243	0,03	297	0,64751	5054		0	0		28,9270648152459	1,2	0,6	1,6	107,37	93,19					nan
405	2	121, 125, 127, 131, 149, 171, 185, 197, 217, 225, 251, 255	3	153, 147, 177	5	167, 239, 141, 203, 145	-0,03	145	18,03434	2937	195	13,4961	1981	Leak1 happens first	12,1019791760913	0,8	0,6	0,8	105,35	94,94					nan
406	2	113, 127, 131, 145, 153, 197, 217, 219, 225, 237, 239, 251	4	153, 147, 159, 131	3	121, 157, 229	0	261	8,26536	1395,5	243	2,27843	881	Leak0 overlaps Leak1	13,2200999341295	1,2	1	1,2	108,68	92,07					nan
407	1	121, 131, 145, 149, 153, 159, 185, 217, 225, 251, 255	1	213	5	253, 159, 153, 191, 147	0,02	277	0,17906	996,5		0	0		1,7667672283117	1,6	0,8	1,6	108,85	91,92	0,886244292237443	1	0,000501504513540622	0,00100250626566416	['329' '101' '40' '103' '105' '109' '107' '117' '115' '111']	0	0	0
408	2	113, 121, 127, 145, 171, 197, 219, 225, 237, 255	2	197, 119	3	113, 247, 171	-0,03	50	815,29409	3813	163	0,16993	82,5	Leak1 inside Leak0	20,8874133571119	1,6	0,6	1,6	107,79	92,81					nan
409	2	121, 125, 127, 131, 149, 159, 161, 185, 201, 231, 237, 251, 255	5	201, 203, 205, 207, 171	3	117, 255, 166	0,02	285	50,93388	1250	177	319,04636	4810,5	Leak0 overlaps Leak1	24,9290255678917	2	0,8	2	110,11	90,88					nan
410	1	113, 121, 149, 171, 185, 217, 219, 225, 251, 255	5	101, 103, 167, 213, 145	5	185, 35, 207, 121, 143	-0,03	186	0,08232	876		0	0		48,631219033288	0,8	0,6	2	107,75	92,89					nan
411	2	107, 113, 121, 127, 131, 145, 149, 185, 197, 219, 255	4	167, 209, 103, 231	3	201, 199, 149	0,01	131	10,00615	2750	111	40,29398	1594,5	Leak0 happens first	18,8754103862667	1,6	0,8	1,6	108,85	91,92					nan
412	2	113, 121, 131, 145, 153, 185, 201, 225, 231, 239, 251, 255	1	109	1	217	-0,03	163	3,08716	2103,5	209	0,13017	717	Leak1 inside Leak0	28,9306495477997	1,6	0,8	0,8	107,23	93,27					nan
413	1	125, 131, 145, 149, 153, 159, 197, 239, 251	2	149, 127	5	107, 119, 191, 231, 145	0,03	287	1,03621	2055,5		0	0		5,62068937659406	0,8	0,6	2	107,75	92,89					nan
414	2	115, 127, 131, 145, 159, 167, 171, 185, 217, 225, 231, 237, 251	4	161, 141, 153, 193	4	111, 213, 185, 171	-0,02	181	2,7719	1891	323	16,7847	5203	Leak0 inside Leak1	16,1677727266965	1,2	0,6	1,2	106,56	93,87					nan
415	2	113, 125, 127, 131, 145, 185, 201, 219, 225, 239, 251	1	171	2	225, 127	0,03	181	44,89603	1401	245	1,15713	382,5	Leak0 happens first	4,60169896294121	1,6	0,8	0,8	107,23	93,27					nan
416	1	113, 125, 127, 131, 149, 161, 217, 219, 225, 237, 251, 255	5	253, 217, 231, 109, 237	5	191, 113, 35, 143, 211	-0,03	135	10,25919	536,5		0	0		36,9004940709444	1,2	0,8	0,8	106,81	93,65	0,975856164383562	1	0,606145251396648	0,754782608695652	['155' '129' '243' '145' '109' '245' '131' '159' '257' '251']	0	0	1
417	2	113, 127, 131, 149, 159, 161, 197, 217, 219, 231, 251, 255	1	243	4	131, 247, 107, 229	0	219	23,99219	1714	193	50,03658	2795	Leak1 happens first	0,528591314767293	1,6	0,4	0,8	105,15	95,09					nan
418	2	107, 125, 127, 131, 153, 159, 167, 171, 197, 213, 225, 251	2	119, 177	1	253	0,02	273	14,23899	6285	105	42,18906	1609	Leak1 inside Leak0	26,6372288786943	0,8	0,4	1,6	105,9	94,47					nan
419	1	125, 127, 131, 149, 153, 171, 185, 201, 217, 225, 239, 255	5	225, 189, 229, 253, 117	2	107, 211	0	211	22,57688	1211,5		0	0		41,8722656731217	1,6	1	0,8	108,29	92,37	0,999600456621005	1	0,997112211221122	0,998554017764925	['323' '317' '315' '233' '235' '211' '231' '193' '319' '181']	0	1	1
420	2	127, 131, 145, 159, 171, 185, 201, 217, 219, 225, 237, 239	2	167, 161	4	123, 166, 117, 209	0,02	277	1,14561	331,5	241	0,63846	51	Leak0 happens first	3,36574608765656	1,6	1	2	110,76	90,37					nan
421	2	145, 149, 159, 161, 185, 217, 219, 231, 239, 251	4	231, 166, 213, 189	2	115, 203	-0,03	269	50,43562	131	114	18,46004	3840,5	Leak1 happens first	17,0036113987309	0,8	0,6	1,6	106,94	93,56					nan
422	2	113, 127, 131, 153, 159, 185, 217, 219, 225, 255	5	251, 145, 201, 153, 185	5	161, 139, 159, 125, 103	0,03	239	0,17538	1353,5	125	401,60099	603,5	Leak1 overlaps Leak0	16,7317208677367	0,8	0,6	1,2	106,14	94,25					nan
423	1	115, 121, 131, 145, 159, 171, 185, 197, 217, 219, 237, 255	4	215, 237, 111, 203	5	143, 193, 217, 239, 145	0	125	374,04374	57		0	0		25,5649136599583	1,2	0,2	0,4	102,95	97,12	0,999828767123288	1	0,973913043478261	0,986784140969163	['129' '125' '123' '169' '163' '122' '173' '171' '303' '175']	0	1	1
424	2	113, 115, 121, 125, 127, 131, 159, 161, 171, 201, 225, 231, 251	4	163, 203, 251, 159	4	243, 125, 105, 217	0,04	315	2,2744	1564	50	701,29372	782	Leak1 happens first	7,49408884943455	0,8	0,6	1,2	106,14	94,25					nan
425	2	121, 125, 131, 145, 153, 171, 185, 219, 225, 231, 239, 255	3	185, 107, 213	1	255	0	305	0,83071	286,5	289	12,41499	1254,5	Leak1 happens first	12,4332591784704	0,8	0,2	1,6	104,87	95,4					nan
426	1	115, 127, 131, 149, 159, 171, 185, 197, 217, 225, 237, 255	3	153, 117, 247	1	109	0,01	209	0,06861	1626,5		0	0		24,66169339781	1,6	0,6	1,6	107,79	92,81					nan
427	1	121, 127, 145, 149, 153, 171, 185, 225, 237, 251, 255	3	203, 225, 197	4	247, 153, 109, 141	0,03	315	113,67273	1132,5		0	0		5,42001544004516	1,6	0,6	0,4	105,4	94,87	0,998401826484018	0,989073426573427	0,998676081200353	0,99385155906895	['185' '325' '189' '197' '187' '183' '211' '195' '191' '193']	0	0	1
428	1	113, 121, 131, 145, 153, 185, 217, 225, 239, 251	4	211, 217, 103, 15	5	191, 101, 205, 247, 251	0,01	171	42,34718	744,5		0	0		20,6102493705503	0,8	0,4	0,8	104,33	95,87	0,999828767123288	1	0,997986577181208	0,998992274101444	['163' '173' '129' '171' '125' '169' '112' '123' '122' '225']	0	1	1
429	2	113, 121, 125, 131, 145, 149, 153, 171, 197, 217, 225, 239	2	205, 166	1	139	-0,04	125	363,16165	1913,5	235	8,95146	3005	Leak1 happens first	8,33612219049412	0,4	0,8	1,6	107,57	93,04					nan
430	2	125, 127, 149, 153, 159, 171, 185, 197, 201, 219, 225, 237, 239	2	253, 229	3	207, 163, 35	0,02	247	13,38953	583	112	39,53203	2927	Leak0 inside Leak1	12,8084198281894	1,2	0,2	1,2	104,5	95,71					nan
431	2	121, 125, 127, 149, 153, 159, 197, 217, 219, 237, 251	3	207, 205, 125	1	15	0,02	241	28,1756	849	277	0,58177	4115,5	Leak0 inside Leak1	19,5053969436112	1,2	0,8	2	109,24	91,62					nan
432	1	113, 121, 127, 145, 159, 185, 197, 201, 217, 255	1	171	3	117, 145, 251	-0,02	189	57,56862	92,5		0	0		5,50155701565184	0,8	0,4	0,8	104,33	95,87	0,999828767123288	1	0,983870967741936	0,991869918699187	['199' '207' '313' '215' '211' '204' '183' '239' '321' '309']	0	0	0
433	1	113, 121, 125, 127, 131, 161, 185, 197, 219, 239, 251, 255	3	189, 127, 205	3	231, 171, 121	0,05	179	343,44598	560		0	0		22,8370859134791	2	0,6	2	109,03	91,76	0,999771689497717	0,999106344950849	0,997323818019625	0,998214285714286	['177' '231' '179' '180' '181' '321' '209' '309' '215' '183']	0	1	1
434	2	121, 131, 145, 149, 153, 157, 171, 197, 201, 217, 219, 231, 255	1	147	3	215, 239, 251	-0,03	137	28,40339	1276,5	301	23,58286	798	Leak0 happens first	1,12623633685626	1,6	0,6	0,4	105,4	94,87					nan
435	2	113, 125, 127, 131, 149, 159, 171, 197, 201, 237, 239, 255	1	207	1	117	0,05	179	119,68876	5036,5	233	16,42228	1010	Leak0 happens first	8,09415559185326	1,6	0,8	2	109,68	91,25					nan
436	1	113, 115, 127, 131, 145, 149, 153, 171, 201, 219, 225, 255	1	153	4	159, 237, 243, 225	-0,02	129	59,85177	114,5		0	0		4,296	1,6	0,4	1,2	105,94	94,4	0,999029680365297	0,941908713692946	0,98695652173913	0,963906581740977	['169' '129' '161' '122' '163' '171' '123' '159' '121' '113']	0	1	1
437	2	113, 121, 145, 159, 161, 171, 185, 219, 225, 237, 251	3	153, 189, 237	5	151, 111, 193, 201, 109	0,01	186	12,93352	1119	123	25,92964	352,5	Leak1 happens first	20,791849749042	1,6	0,8	0,4	106,44	93,96					nan
438	2	107, 121, 125, 149, 159, 171, 185, 213, 225, 237, 239, 251	5	163, 199, 131, 167, 139	1	193	0	145	0,99267	4058,5	291	1,26219	2198,5	Leak1 overlaps Leak0	23,9365604513784	0,8	0,2	1,6	104,87	95,4					nan
439	1	113, 125, 127, 145, 159, 171, 197, 217, 225, 239, 251, 255	1	229	1	111	0,04	111	1,61449	656		0	0		7,95325162734231	0,4	0,8	0,8	105,97	94,41	0,924771689497717	0	0	0	['137' '289' '135' '291' '103' '133' '125' '293' '239' '287']	0	0	0
440	1	113, 121, 127, 131, 159, 161, 171, 217, 239, 251, 255	5	199, 101, 139, 185, 123	1	171	-0,01	183	9,39464	219		0	0		39,4986562997035	0,8	0,8	0,8	106,39	94,03					nan
441	2	113, 121, 127, 149, 159, 171, 185, 201, 231, 237, 239, 255	3	171, 15, 161	4	149, 211, 115, 229	0,04	131	2,30198	9,5	281	12,35246	289	Leak1 happens first	5,86670051653059	1,6	0,8	0,8	107,23	93,27					nan
442	2	113, 125, 131, 145, 185, 217, 225, 239, 251, 255	3	125, 205, 209	3	231, 115, 123	0	135	0,60834	2518,5	207	51,06816	1129,5	Leak1 overlaps Leak0	10,3483970610389	1,2	0,4	2	107,12	93,41					nan
443	2	113, 121, 127, 145, 149, 159, 171, 185, 197, 201, 255	5	253, 125, 103, 215, 231	5	111, 151, 157, 139, 113	0,03	245	4,52303	3384	325	0,06861	126,5	Leak1 inside Leak0	35,879900823029	1,2	0,8	1,2	107,61	92,97					nan
444	1	113, 121, 145, 149, 161, 197, 217, 219, 225, 231, 237, 255	3	103, 115, 167	5	125, 15, 101, 105, 207	0	103	0,46599	242,5		0	0		21,530988142962	1,2	0,6	1,6	107,37	93,19					nan
445	1	113, 131, 145, 159, 161, 171, 185, 201, 219, 239, 251, 255	3	191, 145, 159	1	143	-0,04	209	0,99653	258,5		0	0		15,5815762976964	0,8	0,6	0,8	105,35	94,94					nan
446	1	115, 121, 149, 157, 159, 171, 197, 217, 219, 239, 251, 255	3	225, 131, 237	4	103, 109, 35, 123	-0,04	217	1,37468	1106		0	0		8,18128332435785	1,2	0,8	1,6	108,42	92,29					nan
447	1	113, 121, 145, 149, 153, 159, 185, 197, 217, 231, 237, 239	1	219	1	147	0,03	240	13,01869	1995		0	0		4,90990953838661	0,4	0,2	1,2	103,67	96,48	0,999714611872146	0,999498746867168	0,999248308694563	0,999373512091217	['245' '257' '247' '251' '249' '271' '261' '269' '263' '243']	0	0	0
448	1	121, 125, 131, 145, 149, 161, 185, 201, 217, 225, 239, 251	1	117	1	229	0,05	181	18,77983	1027,5		0	0		14,7847639178041	2	0,6	0,8	106,61	93,79	0,999200913242009	0,994670542635659	0,998540856031128	0,996601941747573	['115' '111' '175' '117' '105' '275' '107' '112' '119' '277']	0	0	0
449	2	113, 125, 131, 145, 171, 197, 201, 219, 225, 231, 253	1	141	3	121, 247, 147	0,01	199	1,66118	5925	112	68,20328	6981	Leak0 inside Leak1	1,32131614497932	0,8	1	1,6	109,06	91,77					nan
450	2	113, 121, 125, 127, 153, 161, 185, 217, 225, 231, 239, 255	2	101, 197	1	123	-0,01	113	37,58099	3745	277	19,65625	297,5	Leak0 happens first	26,4475701047862	0,8	0,6	1,2	106,14	94,25					nan
451	2	121, 125, 127, 131, 149, 159, 171, 185, 201, 217, 219, 231, 239	3	255, 163, 243	5	193, 237, 123, 147, 15	0	329	76,87855	1919,5	111	29,57013	750	Leak0 happens first	6,42655533521203	0,8	0,2	1,2	104,09	96,1					nan
452	2	113, 121, 153, 157, 159, 185, 217, 219, 231, 237, 239, 251	1	153	1	215	0	151	0,9503	3888	217	0,27698	1984	Leak1 happens first	2,999	0,4	0,6	1,2	105,72	94,63					nan
453	2	113, 121, 145, 159, 171, 201, 217, 219, 225, 237, 239	2	125, 171	2	199, 145	0,03	207	3,43141	1421,5	149	23,72817	2775	Leak1 happens first	9,87344285106823	1,6	0,8	1,2	108,04	92,59					nan
454	2	131, 149, 161, 171, 185, 201, 217, 219, 225, 231, 237, 251	5	185, 199, 251, 213, 117	2	121, 229	0,01	285	30,14877	1109	211	0,57026	3427	Leak0 inside Leak1	33,9748805187499	1,2	0,4	1,6	106,32	94,09					nan
455	1	113, 115, 121, 125, 149, 159, 161, 185, 217, 219, 231, 239, 255	1	229	5	207, 215, 157, 123, 117	0,05	133	2,97467	516,5		0	0		7,22007600868945	0,8	0,8	0,4	105,6	94,72	0,947431506849315	1	0,109284332688588	0,197035745422842	['187' '189' '329' '191' '20' '185' '186' '315' '211' '325']	0	0	1
456	1	113, 115, 121, 125, 149, 153, 159, 171, 197, 217, 219, 237, 251	4	143, 117, 255, 231	1	157	0,05	223	21,39786	211,5		0	0		20,5820635571398	1,2	0,8	1,6	108,42	92,29	0,999600456621005	0,990588235294118	0,992924528301887	0,991755005889282	['115' '307' '119' '114' '117' '231' '301' '225' '305' '285']	0	0	1
457	2	127, 131, 145, 161, 171, 201, 217, 219, 225, 239, 251, 255	1	161	1	207	-0,01	171	0,97229	4759	155	13,88669	60	Leak0 happens first	4,149	2	0,4	0,8	105,57	94,71					nan
458	2	125, 131, 145, 159, 161, 171, 185, 217, 219, 225, 231, 251, 255	5	166, 101, 113, 189, 109	2	209, 115	0,03	231	73,86402	8167,5	317	1,11865	7326,5	Leak1 inside Leak0	65,0298613939818	0,8	0,8	1,2	107,19	93,34					nan
459	1	115, 127, 145, 149, 157, 171, 185, 217, 219, 225, 251, 255	1	225	1	197	0,04	269	0,65543	6347		0	0		4,674	1,6	0,8	2	109,68	91,25					nan
460	2	121, 125, 131, 145, 153, 159, 201, 219, 239, 251, 255	1	251	5	121, 185, 209, 163, 231	0,02	181	92,21828	1691,5	295	0,19219	728,5	Leak1 inside Leak0	2,844	1,2	0,6	1,6	107,37	93,19					nan
461	1	113, 145, 153, 159, 161, 167, 171, 185, 217, 219, 239, 255	5	209, 219, 143, 193, 225	2	211, 123	-0,02	319	4,35607	493		0	0		13,4523855121857	1,2	0,8	1,6	108,42	92,29	0,959417808219178	1	0,279635258358663	0,437054631828979	['237' '239' '329' '238' '319' '317' '204' '323' '235' '233']	0	1	1
462	1	121, 149, 153, 171, 185, 197, 201, 219, 225, 231, 251, 255	5	115, 107, 213, 167, 15	1	217	0	204	0,91979	2161,5		0	0		15,3085529812065	0,8	0,8	2	108,81	91,99					nan
463	1	113, 121, 125, 131, 145, 153, 159, 171, 201, 219, 255	2	201, 127	3	167, 117, 205	-0,02	149	8,03306	1431		0	0		6,05294021299038	2	0,8	1,6	109,28	91,54	0,998801369863014	0,994777158774373	0,997904296192805	0,996338273757629	['313' '193' '195' '315' '207' '175' '191' '197' '199' '189']	0	0	0
464	2	113, 127, 159, 161, 185, 197, 201, 217, 225, 231, 237, 251, 255	3	109, 117, 123	1	203	0,01	239	2,59611	1082,5	273	1,51151	12,5	Leak1 inside Leak0	41,0819182781886	0,8	0,4	1,2	105,11	95,17					nan
465	2	113, 121, 125, 131, 161, 217, 219, 225, 239, 255	2	201, 127	4	139, 243, 213, 111	0	321	91,62785	3028	238	0,31694	1452	Leak1 overlaps Leak0	7,27664816150805	1,2	0,2	1,2	104,5	95,71					nan
466	2	113, 121, 125, 131, 145, 149, 159, 171, 197, 217, 231, 239	3	111, 191, 199	5	203, 185, 205, 247, 219	-0,03	147	3,11172	1435	187	11,15213	5	Leak0 happens first	37,0313445123235	0,8	0,6	0,8	105,35	94,94					nan
467	1	121, 125, 127, 145, 149, 153, 159, 185, 201, 225, 237, 251	3	103, 199, 189	2	105, 101	0,05	281	37,70055	180,5		0	0		43,6828449807987	0,4	0,6	0,8	104,93	95,32	0,99925799086758	0,997150997150997	0,966850828729282	0,981767180925666	['116' '120' '225' '223' '114' '113' '112' '121' '297' '273']	0	0	0
468	1	121, 125, 127, 131, 145, 153, 185, 197, 219, 225, 239	5	255, 157, 123, 197, 145	3	103, 15, 207	0,02	313	51,90566	640		0	0		17,3703810303709	0,8	0,2	2	105,66	94,71	0,999828767123288	1	0,997658079625293	0,998827667057444	['309' '215' '207' '313' '186' '209' '177' '203' '204' '205']	0	1	1
469	1	125, 127, 149, 171, 185, 201, 219, 225, 231, 239, 251, 255	4	215, 225, 251, 231	5	219, 217, 107, 229, 125	0,05	122	0,7077	448,5		0	0		21,8089131089144	1,6	1	0,8	108,29	92,37					nan
470	2	113, 125, 127, 149, 159, 171, 185, 197, 217, 219, 239, 251, 255	2	217, 15	3	163, 125, 203	-0,03	325	9,5525	2944,5	291	0,21334	4790,5	Leak0 overlaps Leak1	4,65280489466213	0,8	0,8	1,6	108	92,66					nan
471	1	125, 127, 131, 161, 171, 185, 197, 201, 217, 225, 231, 239, 251	5	109, 121, 251, 105, 163	3	209, 131, 147	-0,04	329	2,14283	626,5		0	0		48,1847094445312	1,6	0,8	0,8	107,23	93,27					nan
472	2	113, 125, 127, 131, 159, 167, 171, 185, 197, 219, 231, 239	4	209, 35, 113, 167	1	225	0	238	0,1539	275,5	116	8,23048	2154	Leak0 inside Leak1	7,62357993038202	2	0,8	1,2	108,46	92,21					nan
473	1	145, 153, 159, 161, 171, 197, 201, 219, 237, 239, 255	5	103, 191, 177, 131, 159	5	193, 157, 201, 105, 189	0,01	223	0,57548	5804		0	0		38,6956544040909	1,2	0,6	1,6	107,37	93,19					nan
474	2	121, 125, 145, 149, 159, 185, 197, 217, 225, 231, 251, 255	5	163, 171, 147, 111, 113	3	151, 127, 231	-0,03	283	0,39145	1019	199	23,16761	2658	Leak0 inside Leak1	21,4675817771975	1,2	0,6	2	108,18	92,51					nan
475	1	125, 131, 159, 171, 185, 197, 201, 217, 231, 239, 251, 255	5	15, 141, 107, 157, 253	4	167, 239, 147, 217	-0,01	173	3,49638	452		0	0		20,0822419075866	0,8	0,4	1,6	105,9	94,47					nan
476	1	113, 121, 127, 145, 153, 157, 161, 171, 185, 201, 217, 239	1	217	3	219, 209, 166	-0,03	297	0,25049	4196,5		0	0		3,496	1,6	0,6	1,6	107,79	92,81					nan
477	2	113, 125, 127, 131, 145, 171, 219, 231, 237, 251, 255	3	15, 243, 207	4	209, 251, 113, 239	0,04	131	1,34089	997,5	60	4,07364	552	Leak0 happens first	9,31415761501966	0,8	0,4	0,4	103,55	96,57					nan
478	1	113, 131, 153, 159, 185, 197, 217, 219, 225, 251	2	203, 145	5	189, 153, 35, 131, 147	0,03	281	22,87127	1937,5		0	0		2,97241443146584	1,6	1	0,8	108,29	92,37	0,999714611872146	0,999483870967742	0,999226006191951	0,999354921945555	['287' '291' '293' '273' '295' '275' '277' '283' '281' '285']	0	1	1
479	1	113, 115, 131, 149, 161, 171, 185, 197, 201, 219, 231, 239	4	103, 35, 113, 225	1	167	0,01	135	33,05585	3737		0	0		19,8563951930437	2	0,6	0,4	105,82	94,49	0,999600456621005	0,999464954521134	0,999598662207358	0,999531803892716	['137' '135' '133' '20' '131' '145' '329' '105' '40' '147']	0	1	1
480	2	125, 145, 159, 185, 197, 201, 217, 237, 251, 255	5	115, 219, 153, 229, 107	2	225, 103	0,05	177	197,87185	266,5	204	55,44285	3822	Leak0 inside Leak1	29,6766697993734	1,6	0,8	0,8	107,23	93,27					nan
481	1	121, 145, 149, 171, 185, 225, 231, 239, 251, 255	3	125, 191, 159	5	219, 185, 101, 177, 167	-0,02	177	2,34733	1124,5		0	0		18,0921097772805	1,2	0,4	0,8	104,74	95,48					nan
482	2	113, 125, 145, 149, 153, 159, 161, 217, 219, 231, 239	4	237, 143, 105, 163	3	229, 191, 115	0,05	187	266,44504	4897,5	121	3,68805	1756,5	Leak1 inside Leak0	19,4623375385935	1,6	0,4	1,2	105,94	94,4					nan
483	1	113, 121, 131, 145, 149, 171, 185, 201, 231, 239, 255	1	185	1	123	0,01	204	3,04841	3653,5		0	0		5,403	1,6	0,8	1,6	108,85	91,92	0,99851598173516	0,999451303155007	0,996989600437876	0,998218934100562	['177' '204' '205' '213' '221' '311' '186' '219' '319' '217']	0	1	1
484	2	125, 127, 131, 153, 161, 171, 185, 217, 219, 225, 239, 255	3	149, 105, 225	4	247, 219, 231, 117	0	249	1,54116	338,5	225	24,27456	36,5	Leak1 happens first	21,7056151827539	0,8	0,4	1,2	105,11	95,17					nan
485	2	113, 121, 145, 149, 159, 185, 197, 201, 217, 219, 225, 251	2	127, 219	1	105	0,01	295	10,2771	2288	201	43,68949	2015	Leak0 overlaps Leak1	5,23925303953158	2	0,6	1,6	108,22	92,43					nan
486	2	121, 127, 131, 149, 159, 161, 171, 185, 197, 217, 239	3	127, 105, 243	3	255, 107, 197	-0,01	225	58,23965	2049	271	0,41425	620,5	Leak1 happens first	19,3999774296336	1,2	0,4	0,8	104,74	95,48					nan
487	2	113, 125, 127, 131, 145, 149, 153, 159, 217, 219, 231, 239, 251	1	143	1	119	-0,04	319	33,34972	1176,5	213	53,58822	119	Leak0 happens first	0,829368919804436	0,8	0,6	1,6	106,94	93,56					nan
488	2	113, 121, 125, 131, 145, 149, 159, 171, 185, 197, 225, 251	4	107, 167, 15, 121	2	139, 253	-0,02	301	30,73997	5849	315	10,09363	3558,5	Leak1 overlaps Leak0	11,2539603052995	0,8	0,4	0,8	104,33	95,87					nan
489	1	113, 131, 157, 159, 197, 201, 219, 225, 251, 255	1	255	3	201, 125, 251	0,03	229	4,29826	2474		0	0		3,084	1,6	0,6	1,2	106,98	93,49					nan
490	1	113, 121, 131, 145, 149, 185, 217, 219, 225, 251	3	131, 229, 119	5	147, 123, 213, 237, 101	-0,04	161	0,30073	89		0	0		28,5719537196341	1,6	0,8	1,6	108,85	91,92					nan
491	2	113, 121, 125, 127, 131, 145, 149, 159, 167, 171, 219, 231, 239, 251	1	131	2	121, 243	-0,01	60	1,15895	2559,5	273	43,44965	3031,5	Leak1 overlaps Leak0	3,206	0,4	1	1,2	107,82	92,82					nan
492	2	113, 127, 149, 159, 185, 197, 201, 217, 225, 231, 251, 255	4	193, 177, 119, 205	1	131	0	155	22,53319	4787,5	325	1,02802	1116,5	Leak1 inside Leak0	39,8059215705887	1,2	0,2	2	106,08	94,32					nan
493	1	113, 115, 121, 145, 153, 159, 161, 167, 171, 185, 197, 217, 219	1	163	3	101, 197, 237	0,02	123	1,27823	2466		0	0		1,02102347407464	1,2	0,4	2	107,12	93,41	0,923744292237443	0,962458215479558	0,758767484289479	0,848560417138971	['103' '251' '249' '247' '257' '245' '109' '105' '133' '101']	0	0	0
494	2	107, 131, 145, 153, 159, 167, 171, 201, 217, 219, 225, 231, 255	3	197, 157, 123	4	153, 243, 213, 101	0,04	145	0,11789	7573	199	0,54184	255,5	Leak1 inside Leak0	9,12893966466567	0,4	0,8	1,6	107,57	93,04					nan
495	1	125, 127, 131, 145, 171, 197, 201, 219, 231, 239, 251, 255	3	105, 201, 219	4	217, 239, 255, 205	0,05	115	0,48029	1464,5		0	0		24,1860586820857	1,6	0,4	1,2	105,94	94,4					nan
496	2	113, 115, 121, 125, 159, 161, 167, 171, 217, 219, 225, 255	4	15, 111, 191, 255	4	197, 123, 151, 207	0,01	50	90,30567	4982	221	1,21619	7472	Leak0 inside Leak1	26,0317723025779	0,8	0,6	1,2	106,14	94,25					nan
497	1	113, 115, 125, 127, 145, 153, 171, 197, 219, 225, 231, 239, 251	3	141, 35, 127	5	101, 113, 239, 105, 197	0,05	163	34,2199	1027		0	0		3,57412502824935	1,6	0,6	2	108,61	92,14	0,999657534246575	0,998540145985401	0,998540145985401	0,998540145985401	['131' '129' '303' '147' '171' '145' '149' '151' '169' '153']	0	0	1
498	2	115, 121, 145, 153, 159, 161, 197, 217, 225, 251	2	177, 35	1	189	-0,01	111	0,34406	8300,5	103	21,60741	90	Leak1 inside Leak0	6,75824673605412	1,6	0,4	1,6	106,74	93,71					nan
499	1	113, 121, 131, 145, 157, 171, 185, 201, 217, 219, 237, 255	5	229, 141, 193, 225, 107	4	121, 189, 143, 197	0,02	113	21,52044	170		0	0		25,4591527233367	0,8	0,4	1,6	105,9	94,47	0,999600456621005	0,994082840236686	0,98533724340176	0,989690721649485	['287' '175' '295' '219' '120' '217' '225' '173' '116' '317']	0	0	1
500	1	113, 125, 131, 145, 149, 167, 171, 217, 219, 225, 231, 251	1	149	2	167, 125	0,01	135	115,03344	1816,5		0	0		4,791	2	0,4	1,2	106,36	94,02	0,999828767123288	1	0,999174463401211	0,999587061252581	['137' '135' '145' '329' '133' '131' '103' '147' '151' '149']	0	1	1

	118																									12	58	78
																										10,1694915254237	49,1525423728814	66,1016949152542